## RLP2026
Product Hierarchy | SAP Number | Part Number | Description | Discount Group | July 2026 List Price
EDISSC100A59 | PBUS6.2 | PBUS6.2 | DIN RAIL PWR BUS CONN, 2 POS (PK OF 10) | J | 141
EDISSC100A59 | PBUS17.5 | PBUS17.5 | MTL13XX POWER BUS CONNECTORS PK10 | J | 141
EDISSC100A59 | PBUS6.2-1 | PBUS6.2 | DIN RAIL PWR BUS CONN, 2 POS (PK OF 1) | J | 5
EDISSC100A59 | PBUS17.5-1 | PBUS17.5 | MTL13XX POWER BUS CONNECTORS (PK of 1) | J | 4
EDISSC100PD9 | MTL1141 | MTL1141 | ISOLATOR 4-20mA TX Repeater PSU | J | 145
EDISSC100PD9 | MTL1142 | MTL1142 | ISOLATOR 4-20mA Tx Repeater PSU HART | J | 175
EDISSC100PD9 | MTL1143 | MTL1143 | ISOLATOR 4-20mA Tx Repeater PSU Dual O/P | J | 232
EDISSC100PD9 | MTL1144 | MTL1144 | ISOLATOR Voltage/Current Loop Powered | J | 204
EDISSC100PD9 | MTL1145 | MTL1145 | ISOLATOR Loop Powered Current Repeater | J | 134
EDISSC100PD9 | MTL1171 | MTL1171 | ISOLATOR 4-20mA Thermocouple Conv | J | 232
EDISSC100PD9 | MTL1172 | MTL1172 | ISOLATOR 4-20mA PT100 Conv | J | 221
EDISSC100PD9 | MTL1173 | MTL1173 | ISOLATOR 4-20mA Potentiometer Input | J | 232
EDISSC100PD9 | MTL1211 | MTL1211 | ISOLATOR Switch/Proximity Det. | J | 145
EDISSC100PD9 | MTL1249 | MTL1249 | ISOLATOR Signal Converter mV/V/I | J | 204
EDISSC100PD9 | MTL1271 | MTL1271 | ISOLATOR THC Input 4-20mA Loop Powered | J | 232
EDISSC100PD9 | MTL1272 | MTL1272 | ISOLATOR PT100 RTD Input 4-20mA LoopPwrd | J | 221
EDISSC100PD9 | MTL1321 | MTL1321 | ISOLATED Signal converter and Trip Amp | J | 443
EDISSC100PD9 | MTL1341 | MTL1341 | ISOLATED Tx REPEATER AND TRIP AMP | J | 524
EDISSC100PD9 | MTL1371 | MTL1371 | ISOLATED THC CONVERTER AND TRIP AMP | J | 524
EDISSC100PD9 | MTL1372 | MTL1372 | ISOLATED RTD CONVERTER AND TRIP AMP | J | 524
EDISSC100PD9 | MTL1373 | MTL1373 | ISOLATED POT INPUT CONV AND TRIP AMP | J | 631
EDISSC100PD9 | MTL1991 | MTL1991 | MTL1000 POWER FEED MODULE | J | 118
EDISSC100A59 | TH1000 | TH1000 | MODULE TAGGING HOLDER (PACK OF 20) | J | 29
EDISZB070A02 | ISL3 | ISL3 | TAKE CARE IS LABEL METAL | L | 53
EDISDY060A01 | GAS660 | GAS660 | Gasket for MTL662 | J | 106
EDISDY060A01 | GAS665 | GAS665 | MTL665 gasket, pack 10 | J | 106
EDISDY060A01 | PIP66 | PIP66 | MTL661 PIPE MTG KIT 50-70MM | J | 81
EDISDY060A01 | WMP66 | WMP66 | Wall Mouting Plate MTL661/3 | J | 49
EDISDY060A01 | PMA66 | PMA66 | Pipe Mounting adaptor MTL661/3 | J | 49
EDISDY060P39 | MTL661 | MTL661 | FIELD MTG 4-20mA LOOP DISPLAY | J | 962
EDISDY060P39 | MTL661B | MTL661B | 4-20mA loop display with backlight | J | 1044
EDISDY060P39 | MTL662 | MTL662 | PANEL MTG 4-20mA LOOP DISPLAY | J | 906
EDISDY060P39 | MTL662B | MTL662B | 4-20mA panel display with backlight | J | 985
EDISDY060P39 | MTL663 | MTL663 | 4-20mA loop display - GRP enc | J | 906
EDISDY060P39 | MTL663B | MTL663B | 4-20mA grp display with backlight | J | 985
EDISDY060P39 | MTL665 | MTL665 | Panel IS loop powered display | J | 906
EDISDY060P39 | MTL665B | MTL665B | Panel IS loop powered display -backlight | J | 985
EDISZB070A02 | ERL7 | ERL7 | EARTH RAIL, 1 METRE. | L | 68
EDISZB070A02 | MLETM7 | ETM7 | EARTH TERMINALS BAG OF 50 | L | 143
EDISZB070A02 | IMB7 | IMB7 | INSULATING MOUNTING BLOCK. (terminated) | L | 56
EDISZB070A02 | ISL7 | ISL7 | TAKE CARE IS LABEL , PLASTIC | L | 14
EDINMU083P43 | MTL831C | MTL831C | THC/RTD INPUT TRANSMITTER | M | 3101
EDINMU083P43 | MTL831C-PS | MTL831C-PS | THC/RTD INPUT TRANSMITTER PLUGGABLE | M | 3192
EDINMU083P43 | MTL838C | MTL838C | ANALOGUE RECEIVER | M | 3912
EDISMU083P43 | MTL838C-MBT | MTL838C-MBT | ANALOGUE RECEIVER - TCP MODBUS | J | 3912
EDISGI200A06 | MLTHR2 | THR2 | DIN RAIL 1m | J | 30
EDISGI200E07 | MTL-UC02 | UC02 | MTL UC02 ENCLOSURE, IP65. | J | 272
EDISGI450A09 | BMK08 | BMK08 | BACKPLANE MOUNTING KIT | J | 48
EDISGI450A09 | BMK16 | BMK16 | BACKPLANE MOUNTING KIT,16 WAY | J | 56
EDISGI450A09 | DMK-HONA | DMK-HONA | SIZE A DIN RAIL MOUNTING KIT | J | 109
EDISGI450A09 | DMK-HONB | DMK-HONB | SIZE B DIN RAIL MOUNTING KIT | J | 130
EDISGI450A09 | DMK01 | DMK01 | DIN Rail Mounting Access's (Pack of 40) | J | 195
EDISGI450A09 | DMK16U | DMK16U | BACKPLANE MOUNTING PLATE | J | 214
EDISGI450A09 | SVK16 | SVK16 | SURFACE MTG VIBRATION KIT | J | 166
EDISGI400A08 | ELC56 | ELC56 | CABLE CONNECTOR KIT. | L | 170
EDISGI450A09 | ERK04 | ERK04 | CUSTOM 4 WAY EARTH RAIL KIT | J | 86
EDISGI450A09 | ERK06 | ERK06 | CUSTOM 6 WAY EARTH RAIL KIT | J | 95
EDISGI450A09 | ERK08 | ERK08 | EARTH RAIL KIT, 8 WAY. | J | 93
EDISGI450A09 | ERK16 | ERK16 | EARTH RAIL KIT, 16 WAY. | J | 133
EDISGI400A08 | FUS08 | FUS08 | 1A FUSE - PACK OF 10 | L | 44
EDISGI400A08 | FUS16 | FUS16 | 2A FUSE - PACK 10 | L | 25
EDISGI400A08 | FUS24 | FUS24 | 3.15A FUSE - PACK OF 10 | L | 25
EDISGI450A09 | HMP24 | HMP24 | HORIZONTAL MOUNTING PLATE KIT | J | 133
EDISGI400A08 | HMP32 | HMP32 | CPM32UN MOUNTING PLATE | L | 250
EDISGI450A09 | PCL45USB | PCL45USB | PC USB Link Cable | J | 447
EDISGI450A09 | PCS45 | PCS45 | CONFIGURATION SOFTWARE - NOT SOLD | J | FOC
EDISGI450A09 | SMS01 | SMS01 | SURFACE MNTING KIT(PACK OF 40) | J | 49
EDISGI450A09 | TSK08 | TSK08 | TAGGING STRIP KIT. | J | 97
EDISGI450A09 | TSK16 | TSK16 | TAGGING STRIP KIT,16 WAY. | J | 103
EDISGI450A09 | TSK24 | TSK24 | TAGGING STRIP KIT. | J | 130
EDISGI450 | BAC-INFI90AIH | BAC-INFI90AIH | BACKPLANE INFI90 AI WITH HART | M | 509
EDISGI400 | BAC-INFI90AO | BAC-INFI90AO | CUSTOM INFI90 AO | L | 395
EDISGI450 | BAC-INFI90AOH | BAC-INFI90AOH | BACKPLANE INFI90 AO WITH HART | M | 399
EDISGI450 | BAC-INFI90DI | BAC-INFI90DI | BACKPLANE INFI90 DI | M | 517
EDISGI450 | BAC45-INFI90DO | BAC45-INFI90DO | BACKPLANE ACC INFI90 16CH DO I/F | M | 426
EDISGI450 | CPM08-FMAI | CPM08-FMAI | BACKPLANE P/SCAPE 2X8CH AI HART I/F | M | 648
EDISGI450 | CPM08-FMAI-CC | CPM08-FMAI-CC | BACKPLANE P/SCAPE 2X8CH AI HART I/F CC | M | 749
EDISGI450 | CPM16-FMAI | CPM16-FMAI | BACKPLANE P/SCAPE 16CH AI HART I/F | M | 978
EDISGI450 | CPM16-FMAI-CC | CPM16-FMAI-CC | BACKPLANE P/SCAPE 16CH AI HART I/F CC | M | 867
EDISGI450 | CPM16-FMAO | CPM16-FMAO | BACKPLANE P/SCAPE 2X8CH AO HART I/F | M | 773
EDISGI450 | CPM16-FMAO-CC | CPM16-FMAO-CC | BACKPLANE P/SCAPE 2X8CH AO HART I/F CC | M | 867
EDISGI450 | CPM16-FMDI | CPM16-FMDI | BACKPLANE P/SCAPE 32CH DI I/F | M | 653
EDISGI450 | CPM16-FMDI-CC | CPM16-FMDI-CC | BACKPLANE P/SCAPE 32CH DI I/F CC | M | 749
EDISGI450 | CPM16-FMDI-M | CPM16-FMDI-M | BACKPLANE P/SCAPE 32CH DI I/F (M) | M | 648
EDISGI450 | CPM16-FMDI-M-CC | CPM16-FMDI-M-CC | BACKPLANE P/SCAPE 32CH DI I/F (M) CC | M | 749
EDISGI450 | CPM16-FMDI-S | CPM16-FMDI-S | BACKPLANE P/SCAPE 32CH DI I/F (S) | M | 609
EDISGI450 | CPM16-FMDI-S-CC | CPM16-FMDI-S-CC | BACKPLANE P/SCAPE 32CH DI I/F (S) CC | M | 749
EDISGI450 | CPM16-FMDO | CPM16-FMDO | BACKPLANE P/SCAPE 16CH DO I/F | M | 604
EDISGI450 | CPM16-FMDO-CC | CPM16-FMDO-CC | BACKPLANE P/SCAPE 16CH DO I/F CC | M | 836
EDISSCFTAPD8 | ICSFTA-8AI-CC | ICSFTA-8AI-CC | TERM UNIT 8CH AI GP I/F CC | J | 527
EDISSCFTAPD8 | ICSFTA-AI250-CC | ICSFTA-AI250-CC | TERM UNIT 16CH AI WITH HART GP I/F CC | J | 773
EDISSCFTAPD8 | ICSFTA-DDI-CC | ICSFTA-DDI-CC | TERM UNIT 16CH DI DUAL DIG I/P CC | J | 607
EDISSCFTAPD8 | ICSFTA-8DO-CC | ICSFTA-8DO-CC | TERM UNIT 8CH DO GP I/F CC | J | 426
EDISSCFTAPD8 | ICSFTA-TDI-CC | ICSFTA-TDI-CC | TERM UNIT 16CH DI TRIPLE DIG I/P CC | J | 607
EDISSCFTAPD8 | ICSFTA-8TDI-CC | ICSFTA-8TDI-CC | TERM UNIT 8CH DI GP I/F CC | J | 426
EDISSCFTAPD8 | ICSFTA-TDI560-CC | ICSFTA-TDI560-CC | TERM UNIT 16CH DI TRIPLE DIG I/P 560R CC | J | 607
EDISSCFTAPD8 | ICSTA-8AI-CC | ICSTA-8AI-CC | ICS TERMINATION UNIT AI CC | J | 361
EDISSCFTAPD8 | ICSTA-8AO/8DO-CC | ICSTA-8AO/8DO-CC | ICS TERMINATION UNIT AO/DO CC | J | 361
EDISSCFTAPD8 | ICSTA-8DI-CC | ICSTA-8DI-CC | ICS TERMINATION UNIT DI CC | J | 361
EDISSCFTAPD8 | ICSTA-EXT-CC | ICSTA-EXT-CC | ICS TERMINATION EXTENSION UNIT CC | J | 231
EDISSCFTAPD8 | YTA-C3-AIO16-KS | YTA-C3-AIO16-KS | YOK 16CH AI/AO AAI143/543 I/F | J | 414
EDISSCFTAPD8 | YTA-C3-DI32-AKB | YTA-C3-Di32-AKB | YOK 32CH DI ADV151 I/F | J | 475
EDISSCFTAPD8 | YTA-RS-AI16-KS | YTA-RS-AI16-KS | YOK 16CH AI SAI143 I/F | J | 414
EDISSCFTAPD8 | YTA-RS-AO8-KS | YTA-RS-AO8-KS | TERMINATION UNIT YOK 8CH AO SAI533 I/F | J | 316
EDISSCFTAPD8 | YTA-RS-DI16-AKB | YTA-RS-DI16-AKB | TERMINATION UNIT YOK 16CH DI SDV144 I/F | J | 473
EDISSCFTAPD8 | YTA-RS-DO16-AKB | YTA-RS-DO16-AKB | TERMINATION UNIT YOK 16CH 24V DO SDV541 | J | 470
EDISSCFTAPD8 | YTA-RS-DO8-AKB | YTA-RS-DO8-AKB | TERMINATION UNIT YOK 8CH 24V DO SDV531 | J | 412
EDISSCFTAPD8 | YTB-RS-16-KS | YTB-RS-16-KS | TERMINATION UNIT YOK 16CH I/F | J | 440
EDISSCFTAPD8 | YTB-RS-AI16-KS | YTB-RS-AI16-KS | TERMINATION UNIT YOK 16CH AI SAI143 I/F | J | 440
EDISSCFTAPD8 | YTB-RS-AO8-KS | YTB-RS-AO8-KS | TERMINATION UNIT YOK 8CH AO SAI533 I/F | J | 364
EDISSCFTAPD8 | YTB-RS-DI16-AKB | YTB-RS-DI16-AKB | TERMINATION UNIT YOK 16CH DI SDV144 I/F | J | 497
EDISSCFTAPD8 | YTB-RS-DO16-AKB | YTB-RS-DO16-AKB | TERMINATION UNIT YOK 16CH 24V DO SDV541 | J | 497
EDISSCFTAPD8 | YTB-RS-DO8-AKB | YTB-RS-DO8-AKB | TERMINATION UNIT YOK 8CH 24V DO SDV531 | J | 399
EDISSCFTAPD8 | YTB-VP-AI16-KS | YTB-VP-AI16-KS | TERMINATION UNIT YOK 16CH AI AAI141/143 | J | 497
EDISSCFTAPD8 | YTB-VP-AIO16-KS | YTB-VP-AIO16-KS | TERMINATION UNIT YOK 16CH AIO AAI143/543 | J | 355
EDISSCFTAPD8 | YTB-VP-DI32-AKB | YTB-VP-DI32-AKB | TERMINATION UNIT YOK 32CH DI ADV151 I/F | J | 497
EDISSCFTAPD8 | YTB-VP-RO32-AKB | YTB-VP-RO32-AKB | TERMINATION UNIT YOK 32CH RO ADV551/561 | J | 2094
EDISGI450A09 | CABDYN20-0.5 | CABDYN20-0.5 | CX-DYNXX BACKPLANE CABLE 0.5M | J | 170
EDISGI450A09 | CABDYN20-1 | CABDYN20-1 | CX-DYNXX BACKPLANE CABLE 1M | J | 170
EDISGI450A09 | CABDYN20-2 | CABDYN20-2 | CX-DYNXX BACKPLANE CABLE -2M | J | 170
EDISGI450A09 | CABDYN20-3 | CABDYN20-3 | CX-DYNXX BACKPLANE CABLE -3M | J | 187
EDISGI450A09 | CABDYN20-5 | CABDYN20-5 | CX-DYNXX BACKPLANE CABLE 5M | J | 196
EDISGI450A09 | CABDYN20-8 | CABDYN20-8 | CX-DYNXX BACKPLANE CABLE -8M | J | 257
EDISGI450A09 | CABDYN20-10 | CABDYN20-10 | CX-DYNXX BACKPLANE CABLE 10M | J | 294
EDISGI450A09 | CABDYN20-15 | CABDYN20-15 | CX-DYNXX BACKPLANE CABLE 15M | J | 386
EDISGI450A09 | CABDYN20-20 | CABDYN20-20 | CX-DYNXX BACKPLANE CABLE -20M | J | 537
EDISGI450A09 | CABDYN20-25 | CABDYN20-25 | CX-DYNXX BACKPLANE CABLE -25M | J | 605
EDISGI450A09 | CABDYN20-30 | CABDYN20-30 | CX-DYNXX BACKPLANE CABLE -30M | J | 683
EDISGI450A09 | CABDYN20-40 | CABDYN20-40 | CX-DYNXX BACKPLANE CABLE -40M | J | 826
EDISGI450A09 | CABDYNC300ADO-5 | CABDYNC300ADO-5 | C300-DYN cable ADO 5m | J | 607
EDISGI450A09 | CABDYNC300ADO-8 | CABDYNC300ADO-8 | C300-DYN cable ADO 8m | J | 664
EDISGI450A09 | CABDYNC300ADO-10 | CABDYNC300ADO-10 | C300-DYN cable ADO 10m | J | 699
EDISGI450A09 | CABDYNC300ADO-15 | CABDYNC300ADO-15 | C300-DYN cable ADO 15m | J | 786
EDISGI450A09 | CABDYNC300ADO-20 | CABDYNC300ADO-20 | C300-DYN cable ADO 20m | J | 857
EDISGI450A09 | CABDYNC300ADO-25 | CABDYNC300ADO-25 | C300-DYN cable ADO 25m | J | 949
EDISGI450A09 | CABDYNC300ADO-30 | CABDYNC300ADO-30 | C300-DYN cable ADO 30m | J | 1035
EDISGI450A09 | CABDYNC300ADO-40 | CABDYNC300ADO-40 | C300-DYN cable ADO 40m | J | 1211
EDISGI450A09 | CABDYNC300AI-5 | CABDYNC300AI-5 | C300-DYN cable AI 5m | J | 537
EDISGI450A09 | CABDYNC300AI-8 | CABDYNC300AI-8 | C300-DYN cable AI 8m | J | 579
EDISGI450A09 | CABDYNC300AI-10 | CABDYNC300AI-10 | C300-DYN cable AI 10m | J | 620
EDISGI450A09 | CABDYNC300AI-15 | CABDYNC300AI-15 | C300-DYN cable AI 15m | J | 699
EDISGI450A09 | CABDYNC300AI-20 | CABDYNC300AI-20 | C300-DYN cable AI 20m | J | 773
EDISGI450A09 | CABDYNC300AI-25 | CABDYNC300AI-25 | C300-DYN cable AI 25m | J | 878
EDISGI450A09 | CABDYNC300AI-30 | CABDYNC300AI-30 | C300-DYN cable AI 30m | J | 963
EDISGI450A09 | CABDYNC300AI-40 | CABDYNC300AI-40 | C300-DYN cable AI 40m | J | 1149
EDISGI450A09 | CABDYNC300DI-5 | CABDYNC300DI-5 | CX-DYNXX HON C300 DI CABLE 0.5 | J | 537
EDISGI450A09 | CABDYNC300DI-8 | CABDYNC300DI-8 | CX-DYNXX HON C300 DI CABLE 0.5 | J | 593
EDISGI450A09 | CABDYNC300DI-10 | CABDYNC300DI-10 | CX-DYNXX HON C300 DI CABLE 0.5 | J | 620
EDISGI450A09 | CABDYNC300DI-15 | CABDYNC300DI-15 | CX-DYNXX HON C300 DI CABLE 0.5 | J | 716
EDISGI450A09 | CABDYNC300DI-20 | CABDYNC300DI-20 | CX-DYNXX HON C300 DI CABLE 0.5 | J | 773
EDISGI450A09 | CABDYNC300DI-25 | CABDYNC300DI-25 | CX-DYNXX HON C300 DI CABLE 0.5 | J | 906
EDISGI450A09 | CABDYNC300DI-30 | CABDYNC300DI-30 | CX-DYNXX HON C300 DI CABLE 0.5 | J | 963
EDISGI450A09 | CABDYNC300DI-40 | CABDYNC300DI-40 | CX-DYNXX HON C300 DI CABLE 0.5 | J | 1149
EDISGI450A09 | MTLCABUIO-0.5 | MTLCABUIO-0.5 | HONEYWELL UNIV IO CABLE - 0.5M | J | 358
EDISGI450A09 | MTLCABUIO-1.5 | MTLCABUIO-1.5 | HONEYWELL UNIV IO CABLE - 1.5M | J | 404
EDISGI450A09 | MTLCABUIO-3 | MTLCABUIO-3 | HONEYWELL UNIV IO CABLE - 3M | J | 565
EDISGI450A09 | MTLCABUIO-5 | MTLCABUIO-5 | HONEYWELL UNIV IO CABLE - 5M | J | 607
EDISGI450A09 | MTLCABUIO-10 | MTLCABUIO-10 | HONEYWELL UNIV IO CABLE - 10M | J | 749
EDISGI450A09 | MTLCABUIO-15 | MTLCABUIO-15 | HONEYWELL UNIV IO CABLE - 15M | J | 890
EDISGI450A09 | MTLCABUIO-20 | MTLCABUIO-20 | HONEYWELL UNIV IO CABLE - 20M | J | 1033
EDISGI450A09 | MTLCABUIO-30 | MTLCABUIO-30 | HONEYWELL UNIV IO CABLE - 30M | J | 1309
EDISGI450A09 | DMK-CTM8 | DMK-CTM8 | CTM8 MOUNTING KIT | J | 101
EDISGI450A09 | DVK16 | DVK16 | VIBRATION MOUNTING KIT | J | 103
EDISGI450A09 | FUS0.5ATE5 | FUS0.5ATE5 | 0.5A TE5 FUSE (PK10) | J | 87
EDISGI450A09 | FUS1.0ATE5 | FUS1.0ATE5 | 1A TE5 FUSE (PK10) | J | 83
EDISGI450A09 | FUS2.0ATE5 | FUS2.0ATE5 | 2A TE5 FUSE (PK10) | J | 62
EDISGI450A09 | FUS2.5ATE5 | FUS2.5ATE5 | 2.5A TE5 FUSE (PK10) | J | 62
EDISGI450A09 | FUS4.0ATE5 | FUS4.0ATE5 | 4A TE5 FUSE (PK10) | J | 56
EDISGI450A09 | MCC45 | MCC45 | MODULE CONNECTOR COVER | J | 56
EDISGI450A09 | MCK45 | MCK45 | 4500 Accessory Mounting Kit (16 per Pk) | J | 56
EDISGI450A09 | SCK45 | SCK45 | SPARE CLIP KIT | J | 25
EDISGI450A09 | MLEOL3000 | MLEOL3000 | EOL RESISTOR NETWORK 22K/620 | J | 48
EDISGI450A09 | MLEOL5014 | MLEOL5014 | EOL RESISTOR NETWORK 22K/680 | J | 48
EDISGI500A12 | MLEOL-10K/1K | MLEOL-10K/1K | EOL RESISTOR NETWORK 10K/1K | L | 48
EDISGI450 | CP-D37HA-8DDI | CP-D37HA-8DDI | 16CH DI FTA | M | 636
EDISGI450 | CP-D37HA-8AIO | CP-D37HA-8AIO | 8CH AIO FTA | M | 636
EDISGI450 | CP-D37HA-AIO | CP-D37HA-AIO | BACKPLANE 16CH AIO FTA | M | 773
EDISGI450 | ADP32-AIH3704E | ADP32-AIH3704E | Backplane Acc 3704E V9/10 32CH AI I/F | M | 689
EDISGI450 | ADP32-SDI3503E | ADP32-SDI3503E | Backplane Acc 32CH DI,TRICONEX SDI3503E | M | 689
EDISGI450 | ADP32-SDI3504E | ADP32-SDI3504E | Backplane Acc 3504E V9/10 32CH DI I/F | M | 742
EDISGI450 | ADP32-AAI143-543 | ADP32-AAI143-543 | Backplane Acc 2 X 16CH AIO I/F, KS3 | M | 562
EDISGI450 | ADP32-AAI143-141 | ADP32-AAI143-141 | Backplane Acc 2 X 16CH AI I/F, KS3 | M | 562
EDISGI450 | ADP32-ADV151-551 | ADP32-ADV151-551 | Backplane Acc 32CH DI/DO I/F, AKB331 | M | 587
EDISGI450 | ADP32-YOKDIO | ADP32-YOKDIO | Backplane Acc 32CH DI/DO I/F, KS9 | M | 604
EDISGI450 | BPM32-AIH3700 | BPM32-AIH3700 | BACKPLANE ACC TRICON V9 AI | M | 689
EDISGI450 | BPM32-DI3504E | BPM32-DI3504E | BACKPLANE ACC TRICON 64CHDI | M | 689
EDISGI450 | BPM32-DO3664 | BPM32-DO3664 | BACKPLANE ACC TRCION V9 32CH DO | M | 689
EDISGI450 | CCM16-AI3700-L | CCM16-AI3700-L | BACKPLANE 16CH AI 3700 LEFT FTA CC | M | 798
EDISGI450 | CCM16-AI3700-R | CCM16-AI3700-R | BACKPLANE 16CH AI 3700 RIGHT FTA CC | M | 798
EDISGI450 | CCM16-AO3809X | CCM16-AO3809X | 16CH TRICONEX CX AO CC | M | 726
EDISGI450 | CCM16-DO3604E-L | CCM16-DO3604E-L | BACKPLANE 16CH DO 3604E LH FTA CC | M | 726
EDISGI450 | CCM16-DO3604E-R | CCM16-DO3604E-R | BACKPLANE 16CH DO 3604E RH FTA CC | M | 726
EDISGI450 | CCM16-FBM214/215 | CCM16-FBM214/215 | BACKPLANE 2X8CH AI/AO FBM200 I/A CC | M | 657
EDISGI450 | CCM16-FBM217-M | CCM16-FBM217-M | BACKPLANE 16CH DI FBM200 I/A (M) CC | M | 657
EDISGI450 | CCM16-FBM217-S | CCM16-FBM217-S | BACKPLANE 16CH DI FBM200 I/A (S) CC | M | 511
EDISGI450 | CCM16-FBM247 | CPM16-FBM247 | BACKPLANE 2 X 8CH UIO FBM200 I/A CC | M | 726
EDISGI450 | CCM16-SDI3503E-L | CCM16-SDI3503E-L | BACKPLANE 16CH DI 3503E LH FTA CC | M | 657
EDISGI450 | CCM16-SDI3503E-R | CCM16-SDI3503E-R | BACKPLANE 16CH DI 3503E RH FTA CC | M | 657
EDISGI450 | CCM16-SDI3503R-L | CCM16-SDI3503R-L | BACKPLANE 16CH DI+R 3503E LH FTA CC | M | 798
EDISGI450 | CCM16-SDI3503R-R | CCM16-SDI3503R-R | BACKPLANE 16CH DI+R 3503E RH FTA CC | M | 798
EDISGI450 | CCM16-SDI3506X-L | CCM16-SDI3506X-L | BACKPLANE 16CH DI 3506X LH FTA CC | M | 798
EDISGI450 | CCM16-SDI3506X-R | CCM16-SDI3506X-R | BACKPLANE 16CH DI 3506X RH FTA CC | M | 798
EDISGI450 | CCM16-SDI3506X-EX | CCM16-SDI3506X-EX | BACKPLANE 16CH DI 3506X EXT FTA CC | M | 657
EDISGI450 | CCM16-AI3721-REP | CCM16-AI3721-REP | 16CH AI+R 3721 FTA CC | M | 995
EDISGI450 | CPCAB-FBM207B | CPCAB-FBM207B | BACKPLANE 16CH DI FBM FTA | M | 623
EDISGI450 | CPCAB-FBM214/215 | CPCAB-FBM214/215 | BACKPLANE 16CH AI/AO FBM FTA | M | 607
EDISGI450 | CPCAB-FBM241-OVR | CPCAB-FBM241-OVR | BACKPLANE 8CH DI/8CH DO FBM FTA | M | 686
EDISGI450 | CPCAB-FBM241C | CPCAB-FBM241C | BACKPLANE 8CH DI / 8CH DO FBM FTA | M | 607
EDISGI450 | CPCAB-FBM242 | CPCAB-FBM242 | BACKPLANE 16CH DO FBM FTA | M | 648
EDISGI450 | CP-D25-2X8AIO | CP-D25-2X8AIO | BACKPLANE 2X8CH AIO SUB D | M | 553
EDISGI450 | CP-D25-2X8DI | CP-D25-2X8DI | BACKPLANE 2X8CH DI SUB D | M | 553
EDISGI450 | CP-D25-8DO | CP-D25-8DO | BACKPLANE 8CH DO SUB D | M | 497
EDISGI450 | CP-D37A-2AI | CP-D37A-2AI | BACKPLANE 2 X 8CH AI FTA, 37D PLUG | M | 567
EDISGI450 | CP-D37A-2AO | CP-D37A-2AO | BACKPLANE 2 X 8CH AO FTA, 37D PLUG | M | 567
EDISGI450 | CP-D37B-AD | CP-D37B-AD | BACKPLANE 16CH AI,AO,DO FTA, 37D PLUG | M | 657
EDISGI450 | CP-D37B-AI | CP-D37B-AI | BACKPLANE 16CH AI FTA, 37D PLUG | M | 679
EDISGI450 | CP-D37B-2DI | CP-D37B-2DI | BACKPLANE 32CH DI FTA, 37D PLUG | M | 687
EDISGI450 | CP-DYNA-2AIO | CP-DYNA-2AIO | BACKPLANE 16CH AIO (DUAL CH) FTA | M | 527
EDISGI450 | CP-DYNA-U2AI | CP-DYNA-U2AI | BACKPLANE 16CH UAI (DUAL CH) FTA | M | 527
EDISGI450 | CP-DYNA-SAIO | CP-DYNA-SAIO | BACKPLANE 8CH AIO (SING CH) FTA | M | 565
EDISGI450 | CP-DYNA-DO | CP-DYNA-DO | BACKPLANE 8CH DO (SING CH) FTA | M | 565
EDISGI450 | CP-DYNB-16AI-R | CP-DYNB-16AI-R | BACKPLANE 16CH AI + REPEAT FTA | M | 731
EDISGI450 | CP-DYNB-2AIO | CP-DYNB-2AIO | BACKPLANE 32CH AIO (DUAL CH) FTA | M | 657
EDISGI450 | CP-DYNB-2DI | CP-DYNB-2DI | BACKPLANE 32CH DI (DUAL CH) FTA | M | 679
EDISGI450 | CP-DYNB-4DI | CP-DYNB-4DI | BACKPLANE 48CH DI (QUAD CH) FTA | M | 657
EDISGI450 | CP-DYNB-24DI | CP-DYNB-24DI | BACKPLANE 24CH DI (DUAL CH) FTA | M | 657
EDISGI450 | CP-DYNB-DILF | CP-DYNB-DILF | BACKPLANE 16CH DI (SING CH) FTA | M | 662
EDISGI450 | CP-DYNB-AI-250 | CP-DYNB-AI-250 | BACKPLANE 16CH AI (SING CH) FTA | M | 726
EDISGI450 | CP-DYNB-AIO | CP-DYNB-AIO | BACKPLANE 16CH AIO (SING CH) FTA | M | 699
EDISGI450 | CP-DYNB-UAI | CP-DYNB-UAI | BACKPLANE 16CH UAI (SING CH) FTA | M | 657
EDISGI450 | CP-DYNB-DI | CP-DYNB-DI | BACKPLANE 16CH DI (SING CH) FTA | M | 660
EDISGI450 | CP-DYNB-DO | CP-DYNB-DO | BACKPLANE 16CH DO (SING CH) FTA | M | 565
EDISGI450 | CP-DYNB-SAIO | CP-DYNB-SAIO | BACKPLANE 16CH AIO (SING CH) FTA | M | 694
EDISGI450 | CP-FBM242 | CP-FBM242 | BACKPLANE 16CH DO IS FBM BASEPLATE | M | 801
EDISGI450 | CP-GDID12 | CP-GDID12 | BACKPLANE 32CH DI GIIS FTA | M | 877
EDISGI450 | CP-GDID15 | CP-GDID15 | BACKPLANE HONEYWELL 16CH DI | M | 820
EDISGI450 | CP-GDIY12 | CP-GDIY12 | BACKPLANE HONEYWELL 32CH GIIS FTA | M | 820
EDISGI450 | CP-GDOD12 | CP-GDOD12 | BACKPLANE HONEYWELL 16CH DO GIIS FTA | M | 877
EDISGI450 | CP-GDOD13 | CP-GDOD13 | BACKPLANE HONEYWELL 16CH DO + OVR FTA | M | 877
EDISGI450 | CP-GDOY22 | CP-GDOY22 | BACKPLANE HONEYWELL HONEYWELL GIIS DO | M | 874
EDISGI450 | CP-GHAI01 | CP-GHAI01 | BACKPLANE HONEYWELL 8X2CH GIIS AI | M | 916
EDISGI450 | CP-GHAI11 | CP-GHAI11 | BACKPLANE HONEYWELL 16CH GIIS AI | M | 1544
EDISGI450 | CP-GHAO11 | CP-GHAO11 | BACKPLANE HONEYWELL 16CH GIIS AO | M | 877
EDISGI450 | CP-GHAO21 | CP-GHAO21 | BACKPLANE HONEYWELL 16CH AO GIIS FTA | M | 877
EDISGI450 | CP-GHOX12 | CP-GHOX12 | BACKPLANE HONEYWELL HONEYWELL 8CH AO FTA | M | 1072
EDISGI450 | CP-GMUIOGP16 | CP-GMUIOGP16 | BACKPLANE HONEYWELL 16CH AI/AO/DI/DO FTA | M | 657
EDISGI450 | CP-GMUIOHON | CP-GMUIOHON | 16CH UIO ADIO FTA | M | 657
EDISGI450 | CPHX-2DI320101 | CPHX-2DI320101 | BACKPLANE HIMA HIMAX 32CH DI | M | POA
EDISGI450 | CPHX-AI320101 | CPHX-AI320101 | BACKPLANE HIMA HIMAX 32CH AI | M | POA
EDISGI450 | CPHX-AI-RM320102 | CPHX-AI-RM320102 | BACKPLANE HIMA HIMAX 16CH AI + REP (M) | M | POA
EDISGI450 | CPHX-AI-RS320103 | CPHX-AI-RS320103 | BACKPLANE HIMA HIMAX 16CH AI + REP (S) | M | POA
EDISGI450 | CPHX-DI-M320102 | CPHX-DI-M320102 | BACKPLANE HIMA HIMAX 16CH DI (M) | M | POA
EDISGI450 | CPHX-DI-S320103 | CPHX-DI-S320103 | BACKPLANE HIMA HIMAX 16CH DI (S) | M | POA
EDISGI450 | CPHX-SDI-M320104 | CPHX-SDI-M320104 | BACKPLANE HIMA HIMAX 16CH DI (M) | M | POA
EDISGI450 | CPHX-SDI-S320105 | CPHX-SDI-S320105 | BACKPLANE HIMA HIMAX 16CH DI (S) | M | POA
EDISGI450 | CPHX-DO-M320101 | CPHX-DO-M320101 | BACKPLANE HIMA HIMAX 16CH DO (M) | M | POA
EDISGI450 | CPHX-DO-S320102 | CPHX-DO-S320102 | BACKPLANE HIMA HIMAX 16CH DO (S) | M | POA
EDISGI450 | CPHX-AO160101 | CPHX-AO160101 | BACKPLANE HIMA HIMAX 16CH AO | M | POA
EDISGI450 | CPICS-AI-CC | CPICS-AI-CC | BACKPLANE ICS 8CH AI WITH HART CC | M | 700
EDISGI450 | CPICS-16AI-CC | CPICS-16AI-CC | BACKPLANE ICS 16CH AI WITH HART CC | M | 749
EDISGI450 | CPICS-2AI-CC | CPICS-2AI-CC | BACKPLANE ICS 8X2CH AI WITH HART CC | M | 700
EDISGI450 | CPICS-AO-CC | CPICS-AO-CC | CPICS-AO-CC ASSEMBLY | M | 632
EDISGI450 | CPICS-16DI-CC | CPICS-16DI-CC | BACKPLANE ICS 16CH DI CC | M | 700
EDISGI450 | CPICS-16FSDI-CC | CPICS-16FSDI-CC | BACKPLANE ICS 16CH FSDI CC | M | 840
EDISGI450 | CPICS-2DDI-CC | CPICS-2DDI-CC | BACKPLANE ICS 8X2CH DI W/ CON RES CC | M | 590
EDISGI450 | CPICS-2TDI-CC | CPICS-2TDI-CC | BACKPLANE ICS 8X2CH DI W/O CON RES CC | M | 590
EDISGI450 | CPICS-DI-CC | CPICS-DI-CC | BACKPLANE ICS 8CH DI CC | M | 700
EDISGI450 | CPICS-DO-CC | CPICS-DO-CC | BACKPLANE ICS 8CH DO CC | M | 590
EDISGI450 | CPICS-FG560-CC | CPICS-FG560-CC | BACKPLANE ICS 8X2CH FIRE & GAS (560R) CC | M | 700
EDISGI450 | CPICS-FSDI-CC | CPICS-FSDI-CC | BACKPLANE ICS 8CH FSDI CC | M | 700
EDISGI450 | CPM04-BN | CPM04-BN | BACKPLANE B-N 4CH KEYPHASOR | M | 390
EDISGI450 | CPM04-BN-CC | CPM04-BN-CC | BACKPLANE B-N 4CH KEYPHASOR CC | M | 434
EDISGI450 | CPM06-BN | CPM06-BN | BACKPLANE B-N 6CH TEMP | M | 448
EDISGI450 | CPM06-BN-CC | CPM06-BN-CC | BACKPLANE B-N 6CH TEMP CC | M | 505
EDISGI450 | CPM06RTD-BN | CPM06RTD-BN | BACKPLANE B-N 6CH RTD TEMP | M | 426
EDISGI450 | CPM16RTD-BN | CPM16RTD-BN | BACKPLANE B-N 16CH RTD TEMP | M | 657
EDISGI450 | CPM08-BN | CPM08-BN | BACKPLANE B-N 8CH VIBRATION | M | 492
EDISGI450 | CPM08-BN-CC | CPM08-BN-CC | BACKPLANE B-N 8CH VIBRATION CC | M | 578
EDISGI450 | CPM08-DDI | CPM08-DDI | BACKPLANE 16CH DI (DUAL CH) | M | 487
EDISGI450 | CPM08-FBM207B | CPM08-FBM207B | BACKPLANE FBM 16CH DI (DUAL CH) | M | 461
EDISGI450 | CPM08-FBM211 | CPM08-FBM211 | BACKPLANE FBM 16CH AI (DUAL CH) | M | 461
EDISGI450 | CPM08-FBM217 | CPM08-FBM217 | BACKPLANE FBM 32CH DI (QUAD CH) | M | 431
EDISGI450 | CPM12-SAIO | CPM12-SAIO | BACKPLANE 12CH G.P. AIO, DILF, DO | M | 443
EDISGI450 | CCM8-8AI-D25 | CCM8-8AI-D25 | BACKPLANE 8CH AI SUB D CC | M | 492
EDISGI450 | CCM8-8AO-D25 | CCM8-8AO-D25 | BACKPLANE 8CH AO SUB D CC | M | 492
EDISGI450 | CCM8-16DI-D25 | CCM8-16DI-D25 | BACKPLANE 16CH DI SUB D CC | M | 492
EDISGI450 | CCM16-16DI-D25 | CCM16-16DI-D25 | BACKPLANE 16CH DI SUB D CC | M | 657
EDISGI450 | CCM16-16DO-D25 | CCM16-16DO-D25 | BACKPLANE 16CH DO SUB D CC | M | 657
EDISGI450 | CPM8-8AI-D25 | CPM8-8AI-D25 | BACKPLANE 8CH AI SUB D | M | 455
EDISGI450 | CPM8-8AO-D25 | CPM8-8AO-D25 | BACKPLANE 8CH AO SUB D | M | 455
EDISGI450 | CPM8-16DI-D25 | CPM8-16DI-D25 | BACKPLANE 16CH DI SUB D | M | 426
EDISGI450 | CPM16-16DI-D25 | CPM16-16DI-D25 | BACKPLANE 16CH DI SUB D | M | 626
EDISGI450 | CPM16-16DO-D25 | CPM16-16DO-D25 | BACKPLANE 16CH DO SUB D | M | 590
EDISGI450 | CPM16-AI3351-L | CPM16-AI3351-L | BACKPLANE 16CH AI 3351 LH FTA | M | 657
EDISGI450 | CPM16-AI3351-R | CPM16-AI3351-R | BACKPLANE 16CH AI 3351 RH FTA | M | 667
EDISGI450 | CPM16-2AIO | CPM16-2AIO | BACKPLANE 32CH AIO (2CH I) FTA | M | 678
EDISGI450 | CPM16-2AV | CPM16-2AV | BACKPLANE 32CH AV (2CH V) FTA | M | 632
EDISGI450 | CPM16-AI3700-L | CPM16-AI3700-L | BACKPLANE 16CH AI 3700 LEFT FTA | M | 773
EDISGI450 | CPM16-AI3700-R | CPM16-AI3700-R | BACKPLANE 16CH AI 3700 RIGHT FTA | M | 773
EDISGI450 | CPM16-AI3704E-EX | CPM16-AI3704E-EX | BACKPLANE 16CH AI 3704E EXT FTA | M | 632
EDISGI450 | CPM16-AI3704E-L | CPM16-AI3704E-L | BACKPLANE 16CH AI 3704E LH FTA | M | 851
EDISGI450 | CPM16-AI3704E-R | CPM16-AI3704E-R | BACKPLANE 16CH AI 3704E RH FTA | M | 851
EDISGI450 | CPM16-AI3721R-L | CPM16-AI3721R-L | BACKPLANE 16CH AI+R 3721 LH FTA | M | 916
EDISGI450 | CPM16-AI3721R-R | CPM16-AI3721R-R | BACKPLANE 16CH AI+R 3721 RH FTA | M | 916
EDISGI450 | CPM16-AI3722X-L | CPM16-AI3722X-L | BACKPLANE 16CH AI+HART 3722 LH FTA | M | 773
EDISGI450 | CPM16-AI3722X-R | CPM16-AI3722X-R | BACKPLANE 16CH AI+HART 3722 RH FTA | M | 773
EDISGI450 | CPM16-AI3722R-L | CPM16-AI3722R-L | BACKPLANE 16CH AI+R 3722 LH FTA | M | 916
EDISGI450 | CPM16-AI3722R-R | CPM16-AI3722R-R | BACKPLANE 16CH AI+R 3722 RH FTA | M | 916
EDISGI450 | CPM16-AIO | CPM16-AIO | BACKPLANE 16CH AIO (1CH I) FTA | M | 632
EDISGI450 | CPM16-AO3805E-L | CPM16-AO3805E-L | BACKPLANE 2 X 8CH AO 3805E LH FTA | M | 704
EDISGI450 | CPM16-AO3805E-R | CPM16-AO3805E-R | BACKPLANE 2 X 8CH AO 3805E RH FTA | M | 704
EDISGI450 | CPM16-AO3809X | CPM16-AO3809X | 16CH TRICONEX CX AO | M | 657
EDISGI450 | CPM16-DI3503E-L | CPM16-DI3503E-L | BACKPLANE 32CH DI 3503E LEFT FTA | M | 773
EDISGI450 | CPM16-DI3503E-R | CPM16-DI3503E-R | BACKPLANE 32CH DI 3503E RIGHT FTA | M | 773
EDISGI450 | CPM16-DI3504E-L | CPM16-DI3504E-L | BACKPLANE 32CH DI 3504E LEFT FTA | M | 657
EDISGI450 | CPM16-DI3504E-R | CPM16-DI3504E-R | BACKPLANE 32CH DI 3504E RIGHT FTA | M | 657
EDISGI450 | CPM16-DO3604E-L | CPM16-DO3604E-L | BACKPLANE 16CH DO 3604E LH FTA | M | 705
EDISGI450 | CPM16-DO3604E-R | CPM16-DO3604E-R | BACKPLANE 16CH DO 3604E RH FTA | M | 704
EDISGI450 | CPM16-DO3624-L | CPM16-DO3624-L | BACKPLANE 16CH DO 3624 LH FTA | M | 704
EDISGI450 | CPM16-DO3624-R | CPM16-DO3624-R | BACKPLANE 16CH DO 3624 RH FTA | M | 657
EDISGI450 | CPM16-FBM207B | CPM16-FBM207B | BACKPLANE FBM 16CH DI (SING CH) | M | 626
EDISGI450 | CPM16-FBM211 | CPM16-FBM211 | BACKPLANE 16CH AI FBM200 I/A | M | 607
EDISGI450 | CPM16-FBM201/4/37 | CPM16-FBM201/4/37 | BACKPLANE 2X8CH AI/AO FBM200 I/A | M | 590
EDISGI450 | CPM16-FBM214/215 | CPM16-FBM214/215 | BACKPLANE 2X8CH AI/AO FBM200 I/A | M | 590
EDISGI450 | CPM16-FBM217 | CPM16-FBM217 | BACKPLANE 32CH DI FBM200 I/A | M | 626
EDISGI450 | CPM16-FBM217-M | CPM16-FBM217-M | BACKPLANE 16CH DI FBM200 I/A (M) | M | 609
EDISGI450 | CPM16-FBM217-S | CPM16-FBM217-S | BACKPLANE 16CH DI FBM200 I/A (S) | M | 590
EDISGI450 | CPM16-FBM241C | CPM16-FBM241C | BACKPLANE 8CH DI/8CH DO FBM I/A | M | 590
EDISGI450 | CPM16-FBM242 | CPM16-FBM242 | BACKPLANE 16CH DO FBM200 I/A | M | 629
EDISGI450 | CPM16-FBM247 | CPM16-FBM247 | BACKPLANE 2 X 8CH UIO FBM200 I/A | M | 657
EDISGI450 | CPM16-FG3704E-L | CPM16-FG3704E-L | BACKPLANE 32CH FG 3704E LH FTA | M | 820
EDISGI450 | CPM16-FG3704E-R | CPM16-FG3704E-R | BACKPLANE 32CH FG 3704E RH FTA | M | 820
EDISGI450 | CPM16-SDI3503E-L | CPM16-SDI3503E-L | BACKPLANE 16CH DI 3503E LH FTA | M | 625
EDISGI450 | CPM16-SDI3503E-R | CPM16-SDI3503E-R | BACKPLANE 16CH DI 3503E RH FTA | M | 625
EDISGI450 | CPM16-SDI3503R-L | CPM16-SDI3503R-L | BACKPLANE 16CH DI+R 3503E LH FTA | M | 726
EDISGI450 | CPM16-SDI3503R-R | CPM16-SDI3503R-R | BACKPLANE 16CH DI+R 3503E RH FTA | M | 726
EDISGI450 | CPM16-SDI3504E-EX | CPM16-SDI3504E-EX | BACKPLANE 16CH DI 3504E EXT FTA | M | 590
EDISGI450 | CPM16-SDI3504E-L | CPM16-SDI3504E-L | BACKPLANE 16CH DI 3504E LH FTA | M | 687
EDISGI450 | CPM16-SDI3504E-R | CPM16-SDI3504E-R | BACKPLANE 16CH DI 3504E RH FTA | M | 687
EDISGI450 | CPM16-SDI3506X-L | CPM16-SDI3506X-L | BACKPLANE 16CH DI 3506X LH FTA | M | 687
EDISGI450 | CPM16-SDI3506X-R | CPM16-SDI3506X-R | BACKPLANE 16CH DI 3506X RH FTA | M | 687
EDISGI450 | CPM16-SDI3506X-EX | CPM16-SDI3506X-EX | BACKPLANE 16CH DI 3506X EXT FTA | M | 590
EDISGI450 | CPM16-SM321DDI | CPM16-SM321DDI | BACKPLANE 2 X 16CH REDUNDANT DI ISMTA | M | 692
EDISGI450 | CPM16-SM321DI | CPM16-SM321DI | BACKPLANE 32CH REDUNDANT DI ISMTA | M | 612
EDISGI450 | CPM16-SM321DI-LF | CPM16-SM321DI-LF | #### Use CPM16-SM321DILFD #### | M | 657
EDISGI450 | CPM16-SM321DILFD | CPM16-SM321DILFD | BACKPLANE 16CH REDUNDANT DI + LF ISMTA | M | 657
EDISGI450 | CPM16-SM322DO | CPM16-SM322DO | BACKPLANE 16CH DO ISMTA | M | 622
EDISGI450 | CPM16-SM331AI | CPM16-SM331AI | BACKPLANE 2 X 8CH AI ISMTA | M | 607
EDISGI450 | CPM16-SM331AI-R | CPM16-SM331AI-R | BACKPLANE 2 X 8CH AI + REP ISMTA | M | 705
EDISGI450 | CPM16-SM331RAI | CPM16-SM331RAI | BACKPLANE 2 X 8CH REDUNDANT AI ISMTA | M | 692
EDISGI450 | CPM16-SM331RAIH | CPM16-SM331RAIH | BACKPLANE 2X8CH REDUNDANT AI HART ISMTA | M | 668
EDISGI450 | CPM6-SM336FAIH | CPM6-SM336FAIH | BACKPLANE 6CH REDUNDANT AI HART ISMTA | M | 611
EDISGI450 | CPM6-SM336SAIH | CPM6-SM336SAIH | BACKPLANE 6CH REDUNDANT AI HART ISMTA | M | 607
EDISGI450 | CPM10-SM326FDO | CPM10-SM326FDO | BACKPLANE 10CH REDUNDANT DO ISMTA | M | 657
EDISGI450 | CPM12-SM326FDI | CPM12-SM326FDI | BACKPLANE 2 X 12CH REDUNDANT DI ISMTA | M | 657
EDISGI450 | CPM24-SM326FDI | CPM24-SM326FDI | BACKPLANE 24CH REDUNDANT DI ISMTA | M | 749
EDISGI450 | CPM16-SM332AO | CPM16-SM332AO | BACKPLANE 2 X 8CH AO ISMTA | M | 607
EDISGI450 | CPM16-SM332RAO | CPM16-SM332RAO | BACKPLANE 2 X 8CH REDUNDANT AO ISMTA | M | 749
EDISGI450 | CPM16-SM332RAOH | CPM16-SM332RAOH | BACKPLANE 2X8CH REDUNDANT AO HART ISMTA | M | 767
EDISGI450 | CPM16-SFG3700-L | CPM16-SFG3700-L | BACKPLANE 16CH F&G 3700 LH FTA | M | 820
EDISGI450 | CPM16-SFG3700-R | CPM16-SFG3700-R | BACKPLANE 16CH F&G 3700 RH FTA | M | 877
EDISGI450 | CPM16-SFG3704E-L | CPM16-SFG3704E-L | BACKPLANE 16CH F&G 3704E LH FTA | M | 657
EDISGI450 | CPM16-SFG3704E-R | CPM16-SFG3704E-R | BACKPLANE 16CH F&G 3704E RH FTA | M | 657
EDISGI450 | CPM16-SFG3704E-EX | CPM16-SFG3704E-EX | BACKPLANE 16CH F&G 3704E EXT FTA | M | 657
EDISGI450 | CPM16U | CPM16U | BACKPLANE 16 WAY UNIV. BACKPLANE | M | 603
EDISGI450 | CPM32U | CPM32U | BACKPLANE 32 WAY UNIV. | M | 1084
EDISGI450 | CPM32UN | CPM32UN | BACKPLANE 32 WAY UNIV. | M | 1054
EDISGI450 | CPM4-FBM201/4/37 | CPM4-FBM201/4/37 | BACKPLANE FBM 8CH AI/AO (DUAL CH) | M | 373
EDISGI450 | CPM4-FBM214/215 | CPM4-FBM214/215 | BACKPLANE FBM 8CH AI/AO (DUAL CH) | M | 364
EDISGI450 | CPM8-FBM201/4/37 | CPM8-FBM201/4/37 | BACKPLANE FBM 8CH AI/AO (SING CH) | M | 497
EDISGI450 | CPM8-FBM214/215 | CPM8-FBM214/215 | BACKPLANE FBM 8CH AI/AO (SING CH) | M | 497
EDISGI450 | CPM8-SM331AI | CPM8-SM331AI | BACKPLANE 2 X 8CH AI ISMTA | M | 590
EDISGI450 | CPM8-SM332AO | CPM8-SM332AO | BACKPLANE 2 X 8CH AO ISMTA | M | 590
EDISGI450 | CPS04 | CPS04 | BACKPLANE 4 WAY STD 4500 | M | 202
EDISGI450 | CPS04-2AIO | CPS04-2AIO | BACKPLANE 4CH AI + REPEAT | M | 329
EDISGI450 | CPS04-AIREP | CPS04-AIREP | BACKPLANE 4CH NON-IS AI + REPEAT | M | 404
EDISGI450 | CPS04-CC | CPS04-CC | BACKPLANE 4 WAY STD CC | M | 257
EDISGI450 | CPS08 | CPS08 | BACKPLANE 8 WAY STD | M | 395
EDISGI450 | CPS08-BN | CPS08-BN | BACKPLANE B-N 8CH/16CH G.P. | M | 505
EDISGI450 | CPS08-BN-CC | CPS08-BN-CC | BACKPLANE B-N 8CH/16CH G.P.CC | M | 590
EDISGI450 | CPS08-CC | CPS08-CC | BACKPLANE 8 WAY STD CC | M | 492
EDISGI450 | CPS08-LR | CPS08-LR | BACKPLANE 8 WAY MARINE APPROVED BP | M | 492
EDISGI450 | CPS08-LR-CC | CPS08-LR-CC | BACKPLANE 8 WAY MARINE APPROVED BP CC | M | 590
EDISGI450 | CPS16 | CPS16 | BACKPLANE 16 WAY STD | M | 605
EDISGI450 | CPS16-AIO | CPS16-AIO | BACKPLANE 16CH AIO HART | M | 704
EDISGI450 | CPS16-CC | CPS16-CC | BACKPLANE 16 WAY STD CC | M | 657
EDISGI450 | CPS16C | CPS16C | BACKPLANE 16 WAY | M | 693
EDISGI450 | CPS16C-250 | CPS16C-250 | BACKPLANE WITH 250R (1-5V 1CH AI) | M | 773
EDISGI450 | CPS16C-D250 | CPS16C-D250 | BACKPLANE WITH 250R (1-5V 2CH AI) | M | 820
EDISGI450 | CPS16-LR | CPS16-LR | BACKPLANE 16 WAY MARINE APPROVED | M | 657
EDISGI450 | CPS16-LR-CC | CPS16-LR-CC | BACKPLANE 16 WAY MARINE APPROVED CC | M | 749
EDISGI450 | CPS16-SAIO | CPS16-SAIO | BACKPLANE 16CH G.P. AIO, DILF | M | 820
EDISGI450 | CPSUP08-8AI | CPSUP08-8AI | BACKPLANE SUPCON 8CH AI | M | 477
EDISGI450 | CPSUP08-8AO | CPSUP08-8AO | BACKPLANE SUPCON 8CH AO | M | 477
EDISGI450 | CPSUP16-16AIO | CPSUP16-16AIO | BACKPLANE SUPCON 16CH AIO | M | 686
EDISGI450 | CPSUP16-32DI | CPSUP16-32DI | BACKPLANE SUPCON 32CH DI+LFD | M | 686
EDISGI450 | CPSUP16-16DIO | CPSUP16-16DIO | BACKPLANE SUPCON 16CH DIO | M | 637
EDISGI450 | CPSUP16-32DI-M | CPSUP16-32DI-M | BACKPLANE SUPCON 32CH DI+LFD (M) | M | 675
EDISGI450 | CPSUP16-32DI-S | CPSUP16-32DI-S | BACKPLANE SUPCON 32CH DI+LFD (S) | M | 637
EDISGI450 | CPSUP16-32DO-M | CPSUP16-32DO-M | BACKPLANE SUPCON 32CH DO (M) | M | 637
EDISGI450 | CPSUP16-32DO-S | CPSUP16-32DO-S | BACKPLANE SUPCON 32CH DO (S) | M | 456
EDISGI450 | CVSUP08-8AI | CVSUP08-8AI | BACKPLANE SUPCON 8CH AI CC | M | 536
EDISGI450 | CVSUP08-8AO | CVSUP08-8AO | BACKPLANE SUPCON 8CH AO CC | M | 536
EDISGI450 | CVSUP16-16AIO | CVSUP16-16AIO | BACKPLANE SUPCON 16CH AIO CC | M | 726
EDISGI450 | CVSUP16-32DI | CVSUP16-32DI | BACKPLANE SUPCON 32CH DI+LFD CC | M | 726
EDISGI450 | CVSUP16-16DIO | CVSUP16-16DIO | BACKPLANE SUPCON 16CH DIO CC | M | 726
EDISGI450 | CVSUP16-32DO-M | CVSUP16-32DO-M | BACKPLANE SUPCON 32CH DO (M) CC | M | 726
EDISGI450 | CVSUP16-32DO-S | CVSUP16-32DO-S | BACKPLANE SUPCON 32CH DO (S) CC | M | 536
EDISGI450 | CPS24 | CPS24 | BACKPLANE 24 WAY STD | M | 857
EDISGI450 | CCY-C3-AAI543 | CCY-C3-AAI543 | BACKPLANE YOK C3 ADV151/161 8X4CH DI CC | M | 683
EDISGI450 | CCY-C3-AAI543-H | CCY-C3-AAI543-H | BACKPLANE YOK C3 ADV151/161 16DI (M) CC | M | 683
EDISGI450 | CCY-C3-AAI841-H | CCY-C3-AAI841-H | BACKPLANE YOK C3 ADV151/161 16DI (S) CC | M | 683
EDISGI450 | CCY-C3-AAP135 | CCY-C3-AAP135 | BACKPLANE YOK C3 ADV551 16CH DO (M) CC | M | 683
EDISGI450 | CCY-C3-ADV151 | CCY-C3-ADV151 | BACKPLANE YOK C3 ADV151/161 16X2CH DI CC | M | 590
EDISGI450 | CCY-C3-ADV151-M | CCY-C3-ADV151-M | BACKPLANE YOK C3 AAB841 8CH AV/8CH AO CC | M | 590
EDISGI450 | CCY-C3-ADV151-S | CCY-C3-ADV151-S | BACKPLANE YOK C3 AAI141 16CH AI (I) CC | M | 590
EDISGI450 | CCY-C3-ADV151-8 | CCY-C3-ADV151-8 | BACKPLANE YOK C3 ADV551 16CH DO (S) CC | M | 590
EDISGI450 | CCY-C3-ADV551-M | CCY-C3-ADV551-M | BACKPLANE YOK C3 AAV141 16CH AI (V) CC | M | 590
EDISGI450 | CCY-C3-ADV551-S | CCY-C3-ADV551-S | BACKPLANE YOKOGAWA RS 16CH AI (I) CC | M | 590
EDISGI450 | CCY-C3-RAB841 | CCY-C3-RAB841 | BACKPLANE YOKOGAWA RS 8CH AO CC | M | 683
EDISGI450 | CCY-C3-RAI141 | CCY-C3-RAI141 | BACKPLANE YOKOGAWA RS 16CH DI CC | M | 683
EDISGI450 | CCY-C3-RAV141 | CCY-C3-RAV141 | BACKPLANE YOKOGAWA RS 16CH DO CC | M | 683
EDISGI450 | CCY-RS-AI16-KS | CCY-RS-AI16-KS | BACKPLANE YOKOGAWA RS 16CH DO CC | M | 937
EDISGI450 | CCY-RS-AO8-KS | CCY-RS-AO8-KS | BACKPLANE YOKOGAWA RS 16CH AI (I) CC | M | 937
EDISGI450 | CCY-RS-DI16-AKB | CCY-RS-DI16-AKB | BACKPLANE YOKOGAWA RS 16CH DI + LFD CC | M | 937
EDISGI450 | CCY-RS-DO16-AKB | CCY-RS-DO16-AKB | BACKPLANE YOKOGAWA RS 16CH FS DI+LFD CC | M | 1054
EDISGI450 | CCY-RS-SAI16-KS | CCY-RS-SAI16-KS | BACKPLANE YOKOGAWA RS 16CH AI + REP CC | M | 937
EDISGI450 | CCY-RS-SDI16-AKB | CCY-RS-SDI16-AKB | BACKPLANE 8 WAY GEN PURP 4500 BACKPLANE | M | 1054
EDISGI450 | CCY-RS-SPI16-AKB | CCY-RS-SPI16-AKB | BACKPLANE 8port Pcle Baord,w/o cable | M | 1054
EDISGI450 | CCY-RS-SSI16-AKB | CCY-RS-SSI16-AKB | BACKPLANE YOK RS 16CH SUPERVISED DI+CC | M | 1054
EDISGI450 | CCY-RS-VP-AI16 | CCY-RS-VP-AI16 | BACKPLANE MODICON 140ACI 8CH AI | M | 1054
EDISGI450 | CPY-C3-AAI141 | CPY-C3-AAI141 | BACKPLANE YOK C3 AAI141 16 X 2CH AI (I) | M | 623
EDISGI450 | CPY-C3-AAI141-HD | CPY-C3-AAI141-HD | BACKPLANE YOK C3 AAI141 32CH AI (I) | M | 678
EDISGI450 | CPY-C3-AAI543 | CPY-C3-AAI543 | BACKPLANE YOK C3 AAI543 16CH AO HART | M | 607
EDISGI450 | CPY-C3-AAI543-H | CPY-C3-AAI543-H | BACKPLANE YOK C3 AAI543-H 16CH AO | M | 607
EDISGI450 | CPY-C3-AAI543-HD | CPY-C3-AAI543-HD | BACKPLANE YOK C3 AAI543 32CH AO | M | 678
EDISGI450 | CPY-C3-AAI841 | CPY-C3-AAI841 | BACKPLANE YOK C3 AAI841 8CH AI/8CH AO | M | 629
EDISGI450 | CPY-C3-AAI841-H | CPY-C3-AAI841-H | BACKPLANE YOK C3 AAI841 8CH AI/8CH AO | M | 629
EDISGI450 | CPY-C3-AAI841-HD | CPY-C3-AAI841-HD | BACKPLANE YOK C3 AAI841 16CH AI/16CH AO | M | 620
EDISGI450 | CPY-C3-AAP135 | CPY-C3-AAP135 | BACKPLANE YOK C3 AAP135 8CH PULSE I/P | M | 626
EDISGI450 | CPY-C3-AAV141 | CPY-C3-AAV141 | BACKPLANE YOK C3 AAV141 16 X 2CH AI (V) | M | 626
EDISGI450 | CPY-C3-ADV151 | CPY-C3-ADV151 | BACKPLANE YOK C3 ADV151/161 16 X 2CH DI | M | 518
EDISGI450 | CPY-C3-ADV151-8 | CPY-C3-ADV151-8 | BACKPLANE YOK C3 ADV151/161 8X4CH DI | M | 524
EDISGI450 | CPY-C3-ADV151-M | CPY-C3-ADV151-M | BACKPLANE YOK C3 ADV151/161 16CH DI (M) | M | 502
EDISGI450 | CPY-C3-ADV151-S | CPY-C3-ADV151-S | BACKPLANE YOK C3 ADV151/161 16CH DI (S) | M | 492
EDISGI450 | CPY-C3-ADV159 | CPY-C3-ADV159 | BACKPLANE YOK C3 ADV159 16CH DI | M | 590
EDISGI450 | CPY-C3-ADV161 | CPY-C3-ADV161 | BACKPLANE YOK C3 ADV151/161 16 X 4CH DI | M | 612
EDISGI450 | CPY-C3-ADV551-M | CPY-C3-ADV551-M | BACKPLANE YOK C3 ADV551 16CH DO (M) | M | 499
EDISGI450 | CPY-C3-ADV551-S | CPY-C3-ADV551-S | BACKPLANE YOK C3 ADV551 16CH DO (S) | M | 492
EDISGI450 | CPY-C3-ADV551L-M | CPY-C3-ADV551L-M | BACKPLANE YOK C3 ADV551 16CH DO (M) | M | 497
EDISGI450 | CPY-C3-ADV551L-S | CPY-C3-ADV551L-S | BACKPLANE YOK C3 ADV551 16CH DO (S) | M | 494
0 | CPY-C3-ADV559 | CPY-C3-ADV559 |  | TBC | 590
EDISGI450 | CPY-C3-MA841 | CPY-C3-MA841 | BACKPLANE YOK C3 AAI841 8CH AI/8CH AO | M | 626
EDISGI450 | CPY-C3-RAB841 | CPY-C3-RAB841 | BACKPLANE YOK C3 AAB841 8CH AV/8CH AO | M | 626
EDISGI450 | CPY-C3-RAB841-8 | CPY-C3-RAB841-8 | BACKPLANE YOK C3 AAB841 4 X 2CH AV/AO | M | 626
EDISGI450 | CPY-C3-RAI135/835 | CPY-C3-RAI135/835 | BACKPLANE YOK C3 AAI135/835 8AI/4AI 4AO | M | 616
EDISGI450 | CPY-C3-RAI141 | CPY-C3-RAI141 | BACKPLANE YOK C3 AAI141 16CH AI (I) | M | 616
EDISGI450 | CPY-C3-RAI141-H8 | CPY-C3-RAI141-H8 | BACKPLANE YOK C3 AAI141/143 8X2CH AI | M | 626
EDISGI450 | CPY-C3-RAI543-H8 | CPY-C3-RAI543-H8 | BACKPLANE YOK C3 AAI543 8 X 2CH AO | M | 626
EDISGI450 | CPY-C3-RAI841-8 | CPY-C3-RAI841-8 | BACKPLANE YOK C3 AAI841 4X2CH AI/AO | M | 590
EDISGI450 | CPY-C3-RAI841-H8 | CPY-C3-RAI841-H8 | BACKPLANE YOK C3 AAI841-H 4X2CH AI/AO | M | 590
EDISGI450 | CPY-C3-RAV141 | CPY-C3-RAV141 | BACKPLANE YOK C3 AAV141 16CH AI (V) | M | 626
EDISGI450 | CPY-C3-RAV141-8 | CPY-C3-RAV141-8 | BACKPLANE YOK C3 AAV141 8 X 2CH AI (V) | M | 626
EDISGI450 | CPY-RS-AI16-KS | CPY-RS-AI16-KS | BACKPLANE YOKOGAWA RS 16CH AI (I) | M | 903
EDISGI450 | CPY-RS-AI16V-KS | CPY-RS-AI16V-KS | BACKPLANE YOKOGAWA RS 16CH AI (V) | M | 840
EDISGI450 | CPY-RS-AO8-KS | CPY-RS-AO8-KS | BACKPLANE YOKOGAWA RS 8CH AO | M | 840
EDISGI450 | CPY-RS-DI16-AKB | CPY-RS-DI16-AKB | BACKPLANE YOKOGAWA RS 16CH DI | M | 875
EDISGI450 | CPY-RS-DO16-AKB | CPY-RS-DO16-AKB | BACKPLANE YOKOGAWA RS 16CH DO | M | 1001
EDISGI450 | CPY-RS-DO16A-AKB | CPY-RS-DO16A-AKB | BACKPLANE YOKOGAWA RS 16CH DO | M | 1211
EDISGI450 | CPY-RS-DO8-AKB | CPY-RS-DO8-AKB | BACKPLANE YOKOGAWA RS 8CH DO | M | 880
EDISGI450 | CPY-RS-SAI16-KS | CPY-RS-SAI16-KS | BACKPLANE YOKOGAWA RS 16CH AI (I) | M | 863
EDISGI450 | CPY-RS-SAI16V-KS | CPY-RS-SAI16V-KS | BACKPLANE YOKOGAWA RS 16CH AI (V) | M | 1424
EDISGI450 | CPY-RS-SDI16-AKB | CPY-RS-SDI16-AKB | BACKPLANE YOKOGAWA RS 16CH DI + LFD | M | 1000
EDISGI450 | CPY-RS-SPI16-AKB | CPY-RS-SPI16-AKB | BACKPLANE YOKOGAWA RS 16CH FS DI + LFD | M | 1006
EDISGI450 | CPY-RS-SSI16-AKB | CPY-RS-SSI16-AKB | BACKPLANE YOKOGAWA RS 16CH SUPERVISED DI | M | 1019
EDISGI450 | CPY-RS-VP-AI16 | CPY-RS-VP-AI16 | BACKPLANE YOKOGAWA RS 16CH AI + REP | M | 1025
EDISGI450 | CPYOK-AIO | CPYOK-AIO | BACKPLANE YOK ANM11/12 16CH AIO | M | 683
EDISGI450 | CPYOK-DI-KS9 | CPYOK-DI-KS9 | BACKPLANE YOK ADM12C 32CH DI KS9 | M | 590
EDISGI450 | CPYOK-DIO-KS2 | CPYOK-DIO-KS2 | BACKPLANE YOK ADM11C/51C 16CH DIO KS2 | M | 626
EDISGI450 | CPYOK-DIO-M | CPYOK-DIO-M | BACKPLANE YOK 16CH DIO KS9 (M) | M | 620
EDISGI450 | CPYOK-DIO-S | CPYOK-DIO-S | BACKPLANE YOK 16CH DIO (S) | M | 603
EDISGI450 | CPYOK-MA-16 | CPYOK-MA-16 | BACKPLANE YOK AMC80 8CH AI / 8CH AO | M | 727
EDISGI450 | CTM8-SM331AIH | CTM8-SM331AIH | BACKPLANE 2 X 8CH AI MTA | M | 1054
EDISGI450 | CV-D37A-2AI | CV-D37A-2AI | BACKPLANE 2 X 8CH AI FTA, 37D PLUG CC | M | 590
EDISGI450 | CV-D37A-2AO | CV-D37A-2AO | BACKPLANE 2 X 8CH AO FTA, 37D PLUG CC | M | 590
EDISGI450 | CV-DYNB-16AI-R | CV-DYNB-16AI-R | BACKPLANE 16CH AI + REPEAT FTA CC | M | 820
EDISGI450 | CV-D37B-AD | CV-D37B-AD | BACKPLANE 16CH AI,AO,DO FTA, 37D PLUG CC | M | 700
EDISGI450 | CV-D37B-AI | CV-D37B-AI | BACKPLANE 16CH AI FTA, 37D PLUG CC | M | 700
EDISGI450 | CV-D37B-2DI | CV-D37B-2DI | BACKPLANE 32CH DI FTA, 37D PLUG CC | M | 700
EDISGI450 | CV-DYNA-SAIO | CV-DYNA-SAIO | BACKPLANE 8CH AIO (SING CH) FTA CC | M | 590
EDISGI450 | CV-DYNA-DO | CV-DYNA-DO | BACKPLANE 8CH DO (SING CH) FTA CC | M | 590
EDISGI450 | CV-DYNB-AI-250 | CV-DYNB-AI250 | BACKPLANE 16CH AI (SING CH) FTA CC | M | 820
EDISGI450 | CV-DYNA-2AIO | CV-DYNA-2AIO | BACKPLANE 16CH AIO (DUAL CH) FTA CC | M | 590
EDISGI450 | CV-DYNA-U2AI | CV-DYNA-U2AI | BACKPLANE 16CH UAI (DUAL CH) FTA CC | M | 590
EDISGI450 | CV-DYNB-AIO | CV-DYNB-AIO | BACKPLANE 16CH AIO (SING CH) FTA CC | M | 700
EDISGI450 | CV-DYNB-UAI | CV-DYNB-UAI | BACKPLANE 16CH UAI (SING CH) FTA CC | M | 700
EDISGI450 | CV-DYNB-2AIO | CV-DYNB-2AIO | BACKPLANE 32CH AIO (DUAL CH) FTA CC | M | 700
EDISGI450 | CV-DYNB-DI | CV-DYNB-DI | BACKPLANE 16CH DI (SING CH) FTA CC | M | 700
EDISGI450 | CV-DYNB-DILF | CV-DYNB-DILF | BACKPLANE 16CH DI (SING CH) FTA CC | M | 700
EDISGI450 | CV-DYNB-2DI | CV-DYNB-2DI | BACKPLANE 32CH DI (DUAL CH) FTA CC | M | 700
EDISGI450 | CV-DYNB-4DI | CV-DYNB-4DI | BACKPLANE 48CH DI (QUAD CH) FTA CC | M | 700
EDISGI450 | CV-DYNB-DO | CV-DYNB-DO | BACKPLANE 16CH DO (SING CH) FTA CC | M | 590
EDISGI450 | CV-DYNB-SAIO | CV-DYNB-SAIO | BACKPLANE 16CH AIO (SING CH) FTA CC | M | 700
EDISGI450 | CV-GDID12 | CV-GDID12 | BACKPLANE 32CH DI GIIS FTA CC | M | 867
EDISGI450 | CV-GDID15 | CV-GDID15 | BACKPLANE HONEYWELL 16CH DI FTA CC | M | 867
EDISGI450 | CV-GDIY12 | CV-GDIY12 | BACKPLANE 32CH GIIS FTA CC | M | 867
EDISGI450 | CV-GDOD12 | CV-GDOD12 | BACKPLANE 16CH DO GIIS FTA CC | M | 867
EDISGI450 | CV-GDOD13 | CV-GDOD13 | BACKPLANE 16CH DO + OVR GIIS FTA CC | M | 867
0 | CV-GDOY22 | CV-GDOY22 |  | TBC | 867
EDISGI450 | CV-GHAI01 | CV-GHAI01 | BACKPLANE 8X2CH GIIS ANALOGUE INPUT CC | M | 963
EDISGI450 | CV-GHAI11 | CV-GHAI11 | BACKPLANE 16CH GIIS ANALOGUE INPUT CC | M | 1618
EDISGI450 | CV-GHAO11 | CV-GHAO11 | BACKPLANE 16CH GIIS ANALOGUE OUTPUT CC | M | 867
EDISGI450 | CV-GHAO21 | CV-GHAO21 | BACKPLANE 16CH AO GIIS FTA CC | M | 867
EDISGI450 | CV-GHOX12 | CV-GHOX12 | BACKPLANE HONEYWELL 8CH AO FTA CC | M | 1122
EDISGI450 | CV-GMUIOGP16 | CV-GMUIOGP16 | BACKPLANE 16CH AI/AO/DI/DO FTA CC | M | 683
EDISGI450 | CV-GMUIOHON | CV-GMUIOHON | 16CH UIO ADIO FTA CC | M | 683
EDISGI450 | FC-GMAO08 | FC-GMAO08 | BACKPLANE 4/8CH AO 4-20MA FTA | M | 511
EDISGI450 | FC-GMDL08 | FC-GMDL08 | BACKPLANE 8CH DO (SING CH) + LF FTA | M | 511
EDISGI450 | FC-GMDO08 | FC-GMDO08 | BACKPLANE 8CH DO (LOOP PWR) FTA | M | 426
EDISGI450 | FC-GMFD16 | FC-GMFD16 | BACKPLANE 16CH DI (M SING CH) FTA | M | 683
EDISGI450 | FC-GMHA16 | FC-GMHA16 | BACKPLANE 16CH AI 4-20MA FTA | M | 683
EDISGI450 | FC-GMHD32 | FC-GMHD32 | BACKPLANE 32CH DI (4 CH) FTA | M | 590
EDISGI450 | FC-GMHF16 | FC-GMHF16 | BACKPLANE 16CH F&G FTA | M | 683
EDISGI450 | FC-GMLA16 | FC-GMLA16 | BACKPLANE 16CH AI 4-20MA/TEMP FTA | M | 683
EDISGI450 | FC-GMLA16D-C | FC-GMLA16D-C | BACKPLANE 16CH AI 4-20MA + R FTA | M | 749
EDISGI450 | FC-GMLA16D-S | FC-GMLA16D-S | BACKPLANE 16CH AI 4-20MA + R FTA | M | 749
EDISGI450 | FC-GMLD16 | FC-GMLD16 | BACKPLANE 16CH DI (SING CH) FTA | M | 683
EDISGI450 | FC-GMLF16 | FC-GMLF16 | BACKPLANE 16CH F&G (SING CH) FTA | M | 683
EDISGI450 | FC-GMMD16 | FC-GMMD16 | BACKPLANE 16CH DI (DUAL CH) FTA | M | 590
EDISGI450 | FC-GMRF16 | FC-GMRF16 | BACKPLANE 16CH F&G (REM R) FTA | M | 716
EDISGI450 | FC-GMSD16 | FC-GMSD16 | BACKPLANE 16CH DI (SAFE) FTA | M | 683
EDISGI450 | FC-GMRUSGP16 | FC-GMRUSGP16 | BACKPLANE 16CH AI/AO/DI/DO FTA CC | M | 683
EDISGI450 | FC-GMUIOAI16 | FC-GMUIOAI16 | BACKPLANE 16CH AI FTA CC | M | 590
EDISGI450 | FC-GMRUSSP16 | FC-GMRUSSP16 | BACKPLANE 16CH SAF PROX + LFD FTA CC | M | 683
EDISGI450 | FC-GMUIODI16 | FC-GMUIODI16 | BACKPLANE 16CH DI FTA CC | M | 590
EDISGI450 | FC-GMRUSDO12 | FC-GMRUSDO12 | BACKPLANE 12CH DO + LFD FTA CC | M | 683
EDISGI450 | FC-GMUIOAL16 | FC-GMUIOAL16 | BACKPLANE 16CH AI FTA CC | M | 683
0 | GP-DYNA-DO | GP-DYNA-DO | Honeywell C300 Relay FTA | TBC | POA
EDISGI450 | XP-GDID15 | XP-GDID15 | BACKPLANE HONEYWELL 16CH DI FTA EXT | M | 820
EDISGI450 | XP-GDOY22 | XP-GDOY22 | HONEYWELL GIIS DO FTA EXTENDER | M | 820
EDISGI450 | XV-GDID15 | XV-GDID15 | HONEYWELL 16CH DI FTA EXT CC | M | 820
0 | XV-GDOY22 | XV-GDOY22 | CV-GDIY22 EXTENDER | TBC | POA
EDISFAUNA | ET-485 | ET-485 | SERIAL TO ETHERNET MOXA NPORT 5232 | D | 429
EDSUMIMIS | PC30/D | PC30/D | DIN RAIL LIGHTNING BARRIERS | D | 233
EDISGI450P51 | MTL4501-SR | MTL4501-SR | ISOLATOR PROXIMITY DETECTOR SIL3 | M | 509
EDISGI450P51 | MTL4504 | MTL4504 | ISOLATOR 1CH DI RELAY OUT + N. LFD ALM | M | 311
EDISGI450P51 | MTL4510 | MTL4510 | ISOLATOR 4CH DIGITAL INPUT | M | 509
EDISGI450P51 | MTL4510B | MTL4510B | ISOLATOR 4CH MULTIFUNCTION DIG INPUT | M | 653
EDISGI450P51 | MTL4511 | MTL4511 | ISOLATOR 1CH DI C/O RELAY OUTPUT + LFD | M | 254
EDISGI450P51 | MTL4513 | MTL4513 | ISOLATOR 2CH DI SOLID STATE OUTPUT +LFD | M | 384
EDISGI450P51 | MTL4514 | MTL4514 | ISOLATOR 1CH DI RELAY OUTPUT + LFD ALM | M | 311
EDISGI450P51 | MTL4514B | MTL4514B | ISOLATOR 1CH DI RELAY OUTPUT + LFD ALM | M | 311
EDISGI450P51 | MTL4514D | MTL4514D | ISOLATOR 1CH SW/PROX I/FACE, DUAL O/PUT | M | 311
EDISGI450P51 | MTL4514N | MTL4514N | ISOLATOR 1CH DI RELAY OUTPUT + LFD ALM | M | 311
EDISGI450P51 | MTL4516 | MTL4516 | ISOLATOR 2CH DI RELAY OUTPUT + LFD | M | 384
EDISGI450P51 | MTL4516C | MTL4516C | ISOLATOR 2CH DI C/O RELAY OUTPUT + LFD | M | 412
EDISGI450P51 | MTL4517 | MTL4517 | ISOLATOR 2CH DI RELAY OUTPUT + LFD ALM | M | 412
EDISGI450P51 | MTL4521 | MTL4521 | ISOLATOR LOOP PWRD SOLENOID/ALM DRIVER | M | 273
EDISGI450P51 | MTL4521L | MTL4521L | ISOLATOR LOOP PWD SOL/ALM DRVR 25V 108MA | M | 273
EDISGI450P51 | MTL4521Y | MTL4521Y | ISOLATOR LOOP PWRD SOLENOID/ALM DRIVER | M | 289
EDISGI450P51 | MTL4523 | MTL4523 | ISOLATOR SOLENOID/ALM DRIVER + LFD | M | 359
EDISGI450P51 | MTL4523L | MTL4523L | ISOLATOR SOL/ALM DRIVER LOOP PWRD + LFD | M | 359
EDISGI450P51 | MTL4523R | MTL4523R | ISOLATOR SOLENOID/ALM DRIVER + REV LFD | M | 359
EDISGI450P51 | MTL4523V | MTL4523V | ISOLATOR SOLENOID/ALM DRIVER + LFD | M | 359
EDISGI450P51 | MTL4523VL | MTL4523VL | ISOLATOR SOLENOID/ALM DRIVER + LFD | M | 359
EDISGI450P51 | MTL4523Y | MTL4523Y | ISOLATOR SOLENOID/ALM DRIVER + LFD | M | 377
EDISGI450P51 | MTL4524 | MTL4524 | ISOLATOR SOL/ALM DRIVER SWITCH CONT+OVR | M | 311
EDISGI450P51 | MTL4524S | MTL4524S | ISOLATOR SOL/ALM DRIVER SWITCH CONT+OVR | M | 311
EDISGI450P51 | MTL4525 | MTL4525 | ISOLATOR SOL/ALM DRIVER SWITCH CONT+OVR | M | 311
EDISGI450P51 | MTL4526 | MTL4526 | ISOLATOR SWITCH OPERATED RELAY | M | 384
EDISGI450P51 | MTL4531 | MTL4531 | ISOLATOR VIBRATION SENSOR ISOLATOR | M | 527
EDISGI450P51 | MTL4532 | MTL4532 | ISOLATOR PULSE | M | 485
EDISGI450P51 | MTL4541 | MTL4541 | ISOLATOR 1CH SMART TX REPEATER 4-20MA | M | 384
EDISGI450P51 | MTL4541A | MTL4541A | ISOLATOR 1CH REPEATER, PASSIVE I/P | M | 434
EDISGI450P51 | MTL4541AS | MTL4541AS | ISOLATOR 1CH REPEAT, PSVE I/P, SINK O/P | M | 434
EDISGI450P51 | MTL4541B | MTL4541B | ISOLATOR 1CH SMART TX REPEATER 2 PORT | M | 434
EDISGI450P51 | MTL4541P | MTL4541P | ISOLATOR 1CH SMART TX REPEATER HIGH PWR | M | 434
EDISGI450P51 | MTL4541S | MTL4541S | ISOLATOR 1CH TX REPEATER SK | M | 422
EDISGI450P51 | MTL4541T | MTL4541T | ISOLATOR 1CH TX REPEATER 22V, 167mA | M | 462
EDISGI450P51 | MTL4541Y | MTL4541Y | ISOLATOR 1CH SMART TX REPEATER 4-20MA | M | 405
EDISGI450P51 | MTL4541YA | MTL4541YA | ISOLATOR 1CH REPEATER, PASSIVE I/P | M | 456
EDISGI450P51 | MTL4544 | MTL4544 | ISOLATOR 2CH SMART TX REPEATER 4-20MA | M | 700
EDISGI450P51 | MTL4544A | MTL4544A | ISOLATOR 2CH REPEATER, PASSIVE I/P | M | 781
EDISGI450P51 | MTL4544AS | MTL4544AS | ISOLATOR 2CH REPEAT, PSVE I/P, SINK O/P | M | 781
EDISGI450P51 | MTL4544B | MTL4544B | ISOLATOR 2CH SMART TX REPEATER 2 PORT | M | 781
EDISGI450P51 | MTL4544D | MTL4544D | ISOLATOR 1CH TX REP 2O/P | M | 565
EDISGI450P51 | MTL4544S | MTL4544S | ISOLATOR 2CH TX REPEATER SK | M | 794
EDISGI450P51 | MTL4545Y | MTL4545Y | ISOLATOR 1CH SMART 4-20MA OUTPUT+OC LFD | M | 384
EDISGI450P51 | MTL4546 | MTL4546 | ISOLATOR 1CH SMART 4-20MA OUTPUT+LFD | M | 384
EDISGI450P51 | MTL4546C | MTL4546C | ISOLATOR 1CH SMART 4-20MA OUTPUT+OC LFD | M | 384
EDISGI450P51 | MTL4546S | MTL4546S | ISOLATOR 1CH SMRT 4-20MA O/PUT 22V 100mA | M | 462
EDISGI450P51 | MTL4546Y | MTL4546Y | ISOLATOR 1CH SMART 4-20MA OUTPUT+OC LFD | M | 384
EDISGI450P51 | MTL4549 | MTL4549 | ISOLATOR 2CH SMART 4-20MA OUTPUT+LFD | M | 716
EDISGI450P51 | MTL4549C | MTL4549C | ISOLATOR 2CH SMART 4-20MA OUTPUT+OC LFD | M | 716
EDISGI450P51 | MTL4549Y | MTL4549Y | ISOLATOR 2CH SMART 4-20MA OUTPUT+OC LFD | M | 716
EDISGI450P51 | MTL4561 | MTL4561 | ISOLATOR 2 CH FIRE/SMOKE DET. INTERFACE | M | 426
EDISGI450P51 | MTL4573 | MTL4573 | ISOLATOR 7EMPERATURE CONVERTER NO ALRM | M | 679
EDISGI450P51 | MTL4573Y | MTL4573Y | ISOLATOR 7EMPERATURE CONVERTER NO ALRM | M | 710
EDISGI450P51 | MTL4575 | MTL4575 | ISOLATOR TEMPERATURE CONVERTER + ALARM | M | 760
EDISGI450P51 | MTL4576-RTD | MTL4576-RTD | ISOLATOR 2CH TEMPERATURE CONVERTER RTD | M | 890
EDISGI450P51 | MTL4576-THC | MTL4576-THC | ISOLATOR 2CH TEMPERATURE CONVERTER THC | M | 969
EDISGI450P51 | MTL4581 | MTL4581 | ISOLATOR mV, 1CH | M | 433
EDISGI450P51 | MTL4582B | MTL4582B | ISOLATOR RTD to RTD Resistance | M | 642
EDISGI450P51 | MTL4599 | MTL4599 | ISOLATOR GROUNDING MODULE | M | 113
EDISGI450P51 | MTL4599N | MTL4599N | ISOLATOR FEED THROUGH MODULE | M | 100
EDISGI450PD1 | MTL4604 | MTL4604 | ISOLATOR 1CH DI RLY O/PUT + NE LFD ALM | M | 295
EDISGI450PD1 | MTL4610 | MTL4610 | ISOLATOR GB4CH DIGITAL INPUT | M | 487
EDISGI450PD1 | MTL4611 | MTL4611 | ISOLATOR 1CH DI C/O RELAY OUTPUT + LFD | M | 242
EDISGI450PD1 | MTL4614 | MTL4614 | ISOLATOR 1CH DI RELAY OUTPUT + LFD ALM | M | 295
EDISGI450PD1 | MTL4614D | MTL4614D | ISOLATOR 1CH SW/PROX I/FACE, DUAL O/PUT | M | 295
EDISGI450PD1 | MTL4616 | MTL4616 | ISOLATOR 2CH DI RELAY OUTPUT + LFD | M | 363
EDISGI450PD1 | MTL4617 | MTL4617 | ISOLATOR 2CH DI RELAY OUTPUT + LFD ALM | M | 392
EDISGI450PD1 | MTL4619L | MTL4619L | ISOLATOR DIGITAL INPUT I/FACE -24/48V | M | 242
EDISZB770P59 | MTL4619H | MTL4619H | MTL4619H-DIGITAL I/P INTERFACE-110/125V | M | 295
EDISGI450PD1 | MTL4621 | MTL4621 | ISOLATOR LOOP PWRD SOLENOID/ALM DRIVER | M | 254
EDISGI450PD1 | MTL4623 | MTL4623 | ISOLATOR SOLENOID/ALM DRIVER + LFD | M | 347
EDISGI450PD1 | MTL4623L | MTL4623L | ISOLATOR 1SOL/ALM DRVR LOOP PWRD + LFD | M | 347
EDISGI450PD1 | MTL4623R | MTL4623R | ISOLATOR SOLENOID/ALM DRIVER + REV LFD | M | 347
EDISGI450PD1 | MTL4624 | MTL4624 | ISOLATOR SOL/ALM DRIVER SWITCH CONT+OVR | M | 295
EDISGI450PD1 | MTL4624S | MTL4624S | ISOLATOR SOL/ALM DRIVER SWITCH CONT+OVR | M | 295
EDISGI450PD1 | MTL4626 | MTL4626 | ISOLATOR SWITCH OPERATED RELAY | M | 363
EDISGI450PD1 | MTL4627 | MTL4627 | ISOLATOR 24V DIGITAL OUTPUT INTERFACE | M | 295
EDISGI450PD1 | MTL4628 | MTL4628 | ISOLATOR Relay Interface | M | 242
EDISGI450PD1 | MTL4632 | MTL4632 | PULSE ISOLATOR | M | 475
EDISGI450PD1 | MTL4641 | MTL4641 | ISOLATOR 1CH SMART TX REPEATER 4-20MA | M | 363
EDISGI450PD1 | MTL4641A | MTL4641A | ISOLATOR 1CH REPEATER, PASSIVE I/P | M | 416
EDISGI450PD1 | MTL4641AS | MTL4641AS | ISOLATOR 1CH REPEAT, PSVE I/P, SINK O/P | M | 416
EDISGI450PD1 | MTL4641S | MTL4641S | ISOLATOR 1CH TX REPEATER SK | M | 405
EDISGI450PD1 | MTL4644 | MTL4644 | ISOLATOR 2CH SMART TX REPEATER 4-20MA | M | 668
EDISGI450PD1 | MTL4644A | MTL4644A | ISOLATOR 2CH REPEATER, PASSIVE I/P | M | 742
EDISGI450PD1 | MTL4644AS | MTL4644AS | ISOLATOR 2CH REPEAT, PSVE I/P, SINK O/P | M | 742
EDISGI450PD1 | MTL4644D | MTL4644D | ISOLATOR 1CH TX REP 2O/P | M | 542
EDISGI450PD1 | MTL4644S | MTL4644S | ISOLATOR 2CH TX REPEATER SK | M | 758
EDISGI450PD1 | MTL4646 | MTL4646 | ISOLATOR 1CH SMART 4-20MA OUTPUT+LFD | M | 363
EDISGI450PD1 | MTL4646Y | MTL4646Y | ISOLATOR 1CH SMART 4-20MA OUTPUT+OC LFD | M | 363
EDISGI450PD1 | MTL4649 | MTL4649 | ISOLATOR 02CH SMART 4-20MA OUTPUT+LFD | M | 686
EDISGI450PD1 | MTL4649Y | MTL4649Y | ISOLATOR 2CH SMART 4-20MA OUTPUT+OC LFD | M | 686
EDISGI450PD1 | MTL4675 | MTL4675 | ISOLATOR TEMPERATURE CONVERTER + ALARM | M | 708
EDISGI450PD1 | MTL4676-RTD | MTL4676-RTD | ISOLATOR 2CH TEMPERATURE CONVERTER RTD | M | 853
EDISGI450PD1 | MTL4676-THC | MTL4676-THC | ISOLATOR 2CH TEMPERATURE CONVERTER THC | M | 927
EDISGIMT4P01 | MTL4-ADIO | MTL4-ADIO | UNIVERSAL ANAL/DIG INTERFACE | M | 378
EDISGIMT4P01 | MTL4-BYP | MTL4-BYP | Bypass module | M | 15
EDISGIMT4S01 | MTL4-GND | MTL4-GND | MTL4-GND GROUNDING MODULE | M | 39
EDISGIMT4S01 | MTL4-SD | MTL4-SD | SURGE PROTECTION MODULE | M | 170
EDSUPPSDSP91 | MTL4-SDR | MTL4-SDR | Plug-in relay surge module | M | 168
EDISGIMT4S01 | MTL4-SDT | MTL4-SDT | Plug-in surge module | M | POA
EDISGIMT4A01 | MTL4-DMA | MTL4-DMA | Diagnostic Module Alarm | H | 175
EDISGIMT4A01 | MTL4-DMR | MTL4-DMR | Diagnostic Module Relay Alarm | H | 347
EDISGIMT4A01 | MTL4-CS16 | MTL4-CS16 | 16CH CARRIER SCREW TERM 1 ALARM POS | H | 240
EDISGIMT4A01 | MTL4-ZS16 | MTL4-ZS16 | CARRIER 16CH SCREW TERMINAL ZONE 2 | H | 264
EDISGIMT4BI1 | MTL4-CSHUIO | MTL4-CSHUIO | HONEYWELL C300 CARRIER | M | 254
EDISGI450 | MTL4-ZSHUIO | MTL4-ZSHUIO | CARRIER 16CH CABLE CONNECTED ZONE 2 | M | 278
EDISGIMT4A01 | MTL4-YOKNIO-AKB | MTL4-YOKNIO-AKB | 16CH UI CAR 1 COMMS NIO | H | 481
EDISGIMT4A01 | MTL4-CSUNIV | MTL4-CSUNIV | UNIVERSAL CARRIER WITH ADAPTOR CARD SLOT | H | 240
EDISGIMT4A01 | MTL4-ADP-VPAI | MTL4-ADP-VPAI | BACKPLANE ACC YOKOGAWA VPAI | H | 170
EDISGIMT4A01 | MTL4-ADP-VPAO | MTL4-ADP-VPAO | BACKPLANE ACC YOKOGAWA VPAO | H | 170
EDISGIMT4A01 | MTL4-ADP-VPDI | MTL4-ADP-VPDI | BACKPLANE ACC YOKOGAWA VPDI | H | 170
EDISGIMT4A01 | MTL4-ADP-VPEXDI | MTL4-ADP-VPEXDI | BACKPLANE ACC YOKOGAWA VPDI EXT | H | 128
EDISGIMT4A01 | MTL4-ADP-VPDO | MTL4-ADP-VPDO | BACKPLANE ACC YOKOGAWA VPDO | H | 170
EDISGIMT4A01 | MTL4-ADP-VPEXDO | MTL4-ADP-VPEXDO | BACKPLANE ACC YOKOGAWA VPDO EXT | H | 128
EDISGIMT4A01 | MTL4-BSIS | MTL4-BSIS | IS screw terminal Module base | H | 63
EDISGIMT4A01 | MTL4-BSISR | MTL4-BSISR | IS relay screw terminal Module base | H | 132
EDISGIMT4A01 | MTL4-BSGP | MTL4-BSGP | GP screw terminal Module base | H | 50
EDISGIMT4A01 | MTL4-BSGPR | MTL4-BSGPR | GP relay screw terminal Module base | H | 46
EDISGIMT4A01 | MTL4-LNKIS-50 | MTL4-LNKIS-50 | IS power jumper link (Pk50) | H | 138
EDISGIMT4A01 | MTL4-TH-50 | MTL4-TH-50 | Spare UI tag holders (Pk50) | H | POA
EDISGIMT4A01 | MTL4-ICC-50 | MTL4-ICC-50 | Isolator connector cover (Pk50) | H | 315
EDISGIMT4A01 | MTL4-PCL | MTL4-PCL | CABLE Config adapter link | H | 93
EDISGIMT4A01 | MTL4-SMK-10 | MTL4-SMK-10 | Carrier surface mounting kit (10Pr) | H | 81
EDISHA480A11 | ELC38 | ELC38 | CABLE CONNECTOR KIT. | H | 99
EDISHA480A11 | ERK18 | ERK18 | EARTH RAIL KIT, 18 WAY. | H | 122
EDISHA480A11 | FUS02 | FUS02 | FUSE KIT 250MA 4840 | H | 30
EDISHA480A11 | HM64RIB10-0.5 | HM64RIB10-0.5 | 10W/0.5M RIBBON CABLE ASSEMBLY | H | 50
EDISHA480A11 | HM64RIB10-1.0 | HM64RIB10-1.0 | 10W/1M RIBBON CABLE ASSEMBLY | H | 75
EDISHA480A11 | HM64RIB10-2.0 | HM64RIB10-2.0 | 10W/2M RIBBON CABLE ASSEMBLY | H | 84
EDISHA480A11 | HM64RIB10-3.0 | HM64RIB10-3.0 | 10W/3M RIBBON CABLE ASSEMBLY | H | 99
EDISHA480A11 | HM64RIB10-4.0 | HM64RIB10-4.0 | 10W/4M RIBBON CABLE ASSEMBLY | H | 118
EDISHA480A11 | HM64RIB10-5.0 | HM64RIB10-5.0 | 10W/5M RIBBON CABLE ASSEMBLY | H | 137
EDISHA480A11 | HM64RIB20-0.5 | HM64RIB20-0.5 | 20W/0.5M RIBBON CABLE ASSEMBLY | H | 75
EDISHA480A11 | HM64RIB20-1.0 | HM64RIB20-1.0 | 20W/1M RIBBON CABLE ASSEMBLY | H | 86
EDISHA480A11 | HM64RIB20-1.5 | HM64RIB20-1.5 | 20W/1.5M RIBBON CABLE ASSEMBLY | H | 97
EDISHA480A11 | HM64RIB20-2.0 | HM64RIB20-2.0 | MTL Cable - 20way HART linking cable 2m | H | 113
EDISHA480A11 | HM64RIB20-3.0 | HM64RIB20-3.0 | 20W/3M RIBBON CABLE ASSEMBLY | H | 143
EDISHA480A11 | HM64RIB20-4.0 | HM64RIB20-4.0 | 20W/4M RIBBON CABLE ASSEMBLY | H | 166
EDISHA480A11 | HM64RIB20-4.5 | HM64RIB20-4.5 | 20W/4.5M RIBBON CABLE ASSEMBLY | H | 185
EDISHA480A11 | HM64RIB20-6.0 | HM64RIB20-6.0 | 20W/6M RIBBON CABLE ASSEMBLY | H | 210
EDISHA480A11 | HM64RIB20-8S | HM64RIB20-8S | 8M 20 WAY SCREENED RIBBON CABLE | H | 250
EDISHA480A11 | HM64RIB20-10S | HM64RIB20-10S | 10m 20 way screened ribbon cable | H | 439
EDISHA480A11 | HM64RIB20-15S | HM64RIB20-15S | 15m 20 way screened ribbon cable | H | 559
EDISHA480A11 | HMRIB16-0.5 | HMRIB16-0.5 | 16W/0.5M RIBBON CABLE ASSEMBLY | H | 62
EDISHA480A11 | HMRIB16-1.0 | HMRIB16-1.0 | 16W/1.0M RIBBON CABLE ASSEMBLY | H | 81
EDISHA480A11 | HMRIB16-2.0 | HMRIB16-2.0 | 16W/2.0M RIBBON CABLE ASSEMBLY | H | 95
EDISHA480A11 | HMRIB34-0.2 | HMRIB34-0.2 | 34W/0.2M RIBBON CABLE ASSEMBLY | H | 88
EDISHA480A11 | HMRIB34-0.5 | HMRIB34-0.5 | 34W/0.5M RIBBON CABLE ASSEMBLY | H | 88
EDISHA480A11 | HMRIB34-1.0 | HMRIB34-1.0 | 34W/1M RIBBON CABLE ASSEMBLY | H | 99
EDISHA480A11 | HMRIB34-2.0 | HMRIB34-2.0 | 34W/2M RIBBON CABLE ASSEMBLY | H | 131
EDISHA480A11 | RIB-CLIP16 | RIB-CLIP16 | RETAINING CLIP | H | 48
EDISHA480A11 | TSK18 | TSK18 | TAGGING STRIP KIT. | H | 99
EDISHA480 | BC-GHAI11-HON | BC-GHAI11-HON | 16CH GIIS ANALOGUE INPUT | M | 2016
EDISHA480 | BC-GHAO11 | BC-GHAO11 | 16CH GIIS ANALOGUE OUTPUT | M | 1294
EDISHA480 | BC-THAI11-HON | BC-THAI11-HON | HONEYWELL DIV2 AI FTA | M | 1871
EDISHA480 | BC-THAO11 | BC-THAO11 | HONEYWELL DIV2 AO FTA | M | 2157
EDISHA480 | BP-THAI02 | BP-THAI02 | HONEYWELL16CH AI (HART) BACKPLANE | M | 1145
EDISGI400 | BP-THOX12 | BP-THOX12 | HONEYWELL 8CH AO REDUNDANT BACKPLANE | L | 2115
EDISHA480 | BU-THAI11-HON | BU-THAI11-HON | HONEYWELL DIV2 AI FTA | M | 1527
EDISHA480 | HCU08 | HCU08 | TERMINATION UNIT 8CH AO FILTER | M | 852
EDISHA480 | HCU08-CC | HCU08-CC | TERMINATION UNIT 8CH AO FILTER | M | 890
EDISHA480 | HCU16 | HCU16 | TERMINATION UNIT HART 16CH | M | 604
EDISHA480 | HCU16-CC | HCU16-CC | TERMINATION UNIT HART 16CH | M | 657
EDISHA480 | HCU16AI | HCU16AI | TERMINATION UNIT HART 16CH AI | M | 704
EDISHA480 | HCU16AIO | HCU16AIO | TERMINATION UNIT HART 16CH AIO | M | 704
EDISHA480 | HCU16AO | HCU16AO | TERMINATION UNIT HART 16CH AO | M | 1222
EDISHA480 | HCU16AO-CC | HCU16AO-CC | TERMINATION UNIT HART 16CH AO | M | 1242
EDISHA480 | HCU16-P250 | HCU16-P250 | HCU16 +250R | M | 773
EDISHA480 | HCU16-S150 | HCU16-S150 | TERMINATION UNIT HART 16CH+150R | M | 704
EDISHA480 | HCU16-S200 | HCU16-S200 | TERMINATION UNIT HART 16CH+200R | M | 704
EDISHA480 | HCU16-S240 | HCU16-S240 | TERMINATION UNIT HART 16CH+240R | M | 705
EDISHA480 | HCU3700/3703E | HCU3700/3703E | TERMINATION UNIT TRICON 16CH AI | M | 820
EDISHA480 | HCU3700/3703E-CC | HCU3700/3703E-CC | TERMINATION UNIT TRICON 16CH AI | M | 916
EDISHA480 | HCU3700/3703EB | HCU3700/3703EB | TERMINATION UNIT TRICON 16CH AI | M | 916
EDISHA480 | HCU3704E | HCU3704E | TERMINATION UNIT TRICON 32CH AI | M | 1173
EDISHA480 | HCU3704EB | HCU3704EB | TERMINATION UNIT TRICON 32CH AI | M | 1242
EDISGI450 | HCU3721 | HCU3721 | TRICON AI HCU3721 | M | 820
EDISHA480 | HCU3805E | HCU3805E | TERMINATION UNIT TRICON 8CH AO | M | 752
EDISHA480 | HCU3805EB | HCU3805EB | TERMINATION UNIT TRICON 8CH AO | M | 798
EDISHA480 | HCU3805EC | HCU3805EC | TERMINATION UNIT TRICON 8CH AO | M | 806
EDISHA480 | HCU-FTA3700 | HCU-FTA3700 | TERMINATION UNIT TRICON 16CH AI | M | 749
EDISHA480 | HCU-FTA3700-CC | HCU-FTA3700-CC | TERMINATION UNIT TRICON 16CH AI | M | 820
EDISHA480 | HCU-FTA3700B | HCU-FTA3700B | TERMINATION UNIT TRICON 16CH AI | M | 773
EDISHA480 | HMRIB1010-20 | HMRIB1010-20 | HART MUX 10 WAY CABLE COMBINER | M | 165
EDISHA480 | HMM64 | HMM64 | BACKPLANE HART MUX MASTER | M | 525
EDISHA480 | HMM64-CC | HMM64-CC | BACKPLANE HART MUX MASTER | M | 605
EDISHA480 | HMS64 | HMS64 | BACKPLANE HART MUX SLAVE | M | 487
EDISHA480 | HMS64-CC | HMS64-CC | BACKPLANE HART MUX SLAVE | M | 553
EDISHA480 | HTP-SC16M | HTP-SC16M | TERM PANEL HART MUX MASTER 16CH | M | 811
EDISHA480 | HTP-SC16M-CC | HTP-SC16M-CC | TERM PANEL HART MUX MASTER 16CH CC | M | 878
EDISHA480 | HTP-SC16M-S240 | HTP-SC16M-S240 | TERM PANEL HART MUX MASTER 16CH S240 | M | 902
EDISHA480 | HTP-SC16M-S240CC | HTP-SC16M-S240CC | TERM PANEL HART MUX MASTER 16CH S240 CC | M | 969
EDISHA480 | HTP-SC16S | HTP-SC16S | TERM PANEL HART MUX SLAVE 16CH | M | 764
EDISHA480 | HTP-SC16S-CC | HTP-SC16S-CC | TERM PANEL HART MUX SLAVE 16CH CC | M | 833
EDISHA480 | HTP-SC16S-S240 | HTP-SC16S-S240 | TERM PANEL HART MUX SLAVE 16CH S240 | M | 853
EDISHA480 | HTP-SC16S-S240CC | HTP-SC16S-S240CC | TERM PANEL HART MUX SLAVE 16CH S240 CC | M | 925
EDISHA480 | CPH-SC16M | CPH-SC16M | BACKPLANE 16CH HART MUX UNIT (M) | M | 764
EDISHA480 | CPH-SC16M-CC | CPH-SC16M-CC | BACKPLANE 16CH HART MUX UNIT (M) CC | M | 833
EDISHA480 | CPH-SC16M-R | CPH-SC16MR | BACKPLANE 16CH HART MUX UNIT (M) 250R | M | 853
EDISHA480 | CPH-SC16M-R-CC | CPH-SC16M-R-CC | BACKPLANE 16CH HART MUX UNIT (M) 250R CC | M | 925
EDISHA480 | CPH-SC16S | CPH-SC16S | BACKPLANE 16CH HART MUX UNIT (S) | M | 694
EDISHA480 | CPH-SC16S-CC | CPH-SC16S-CC | BACKPLANE 16CH HART MUX UNIT (S) CC | M | 764
EDISHA480 | CPH-SC16S-R | CPH-SC16SR | BACKPLANE 16CH HART MUX UNIT (S) 250R | M | 811
EDISHA480 | CPH-SC16S-R-CC | CPH-SC16SR-CC | BACKPLANE 16CH HART MUX UNIT (S) 250R CC | M | 878
EDISHA480 | HMP-HM64 | HMP-HM64 | BACKPLANE 64CH HART FSM | M | 502
EDISHA480 | HMP-HM64-CC | HMP-HM64-CC | BACKPLANE 64CH HART FSM CC | M | 592
EDISHA480 | HMP-HM64-A | HMP-HM64-A | BACKPLANE 64CH HART HON SIZE A | M | 592
EDISHA480 | HMP-HM64-A-CC | HMP-HM64-A-CC | BACKPLANE 64CH HART HON SIZE A CC | M | 727
EDISHA480 | HTP-HM32 | HTP-HM32 | TERM PANEL HART MUX 16CH + 16CH | M | 1056
EDISHA480 | HTP-HM32-S150 | HTP-HM32-S150 | TERM PANEL HART MUX 16CH + 150R + 16CH | M | 1056
EDISHA480 | HTP-HM32-S200 | HTP-HM32-S200 | TERM PANEL HART MUX 16CH + 200R + 16CH | M | 1056
EDISHA480 | HTP-HM32-S240 | HTP-HM32-S240 | TERM PANEL HART MUX 16CH + 240R + 16CH | M | 1056
EDISHA480 | HTP-SC32 | HTP-SC32 | TERM PANEL HART MUX FSM 32CH | M | 951
EDISHA480 | HTP-SC32-CC | HTP-SC32-CC | TERM PANEL HART MUX FSM 32CH CC | M | 1045
EDISHA480 | HTP-SC32-P250 | HTP-SC32-P250 | TERM PANEL HART MUX FSM 32CH 1-5V | M | 1122
EDISHA480 | HTP-SC32-P250-CC | HTP-SC32-P250-CC | TERM PANEL HART MUX FSM 32CH 1-5V CC | M | 1163
EDISHA480 | HTP-SC32-S150 | HTP-SC32-S150 | TERM PANEL HART MUX FSM 32CH S150 | M | 1122
EDISHA480 | HTP-SC32-S150-CC | HTP-SC32-S150-CC | TERM PANEL HART MUX FSM 32CH S150 CC | M | 1163
EDISHA480 | HTP-SC32-S200 | HTP-SC32-S200 | TERM PANEL HART MUX FSM 32CH S200 | M | 1122
EDISHA480 | HTP-SC32-S200-CC | HTP-SC32-S200-CC | TERM PANEL HART MUX FSM 32CH S200 CC | M | 1163
EDISHA480 | HTP-SC32-S240 | HTP-SC32-S240 | TERM PANEL HART MUX FSM 32CH S240 | M | 1122
EDISHA480 | HTP-SC32-S240-CC | HTP-SC32-S240-CC | TERM PANEL HART MUX FSM 32CH S240 CC | M | 1163
EDISHA480 | CPH-SC16 | CPH-SC16 | HART BACKPLANE 16CH AI/AO | M | 727
EDISHA480 | CPH-SC16R | CPH-SC16R | BACKPLANE 16CH AI HART BACKPLANE 1-5V | M | 886
EDISHA480 | CPH-SC32 | CPH-SC32 | BACKPLANE 32CH AI/AO | M | 819
EDISHA480 | CPH-SC32R | CPH-SC32R | BACKPLANE 32CH AI HART BACKPLANE 1-5V | M | 1020
0 | CPH-SC32-CC | CPH-SC32-CC |  | TBC | 886
EDISHA480 | HMU-HX-AI320104 | HMU-HX-AI320104 | TERMINATION UNIT HIMA 32CH HART AI | M | POA
EDISHA480B04 | HTP-AI3721 | HTP-AI3721 | TRICONEX AI HART INTERFACE | M | 1163
EDISHA480B04 | HTP-AI3721-CC | HTP-AI3721-CC | TRICONEX AI HART INTERFACE CC | M | 1611
EDISHA480 | HTP-SC08-ET | HTP-SC08-ET | MTL HART OVER ETHERNET BACKPLANE 8CH | M | 1126
EDISHA480 | HTP-SC16-ET | HTP-SC16-ET | MTL HART OVER ETHERNET BACKPLANE 16CH | M | 1374
EDISHA480P53 | MTL4850 | MTL4850 | MODULE HART MULTIPLEXOR | M | 2675
EDISHA480P53 | MTL4851 | MTL4851 | MODULE HART Multiplexer Master, 16ch | M | 1841
EDISHA480P53 | MTL4852 | MTL4852 | MODULE HART MUX SLAVE, 16ch | M | 786
EDISHA480P53 | MTL4854 | MTL4854 | MODULE MULTIMODEM HART MUX, 32ch | M | 3064
EDISGI550A13 | ERB57O | ERB57O | EARTH RAIL BRACKET - OFFSET | M | 50
EDISGI550A13 | ERB57S | ERB57S | EARTH RAIL BRACKET - STRAIGHT | M | 38
EDISGI550A13 | HAZ1-3 | HAZ1-3 | HAZ 1 TO 3, 3 WAY PLUG (AD5000-21) | M | 17
EDISGI550A13 | HAZ4-6 | HAZ4-6 | HAZ 4 TO 6, 3 WAY PLUG (AD5000-22) | M | 17
EDISGI550A13 | HAZ-CJC | HAZ-CJC | HAZARDOUS CJC PLUG (AD5000-30) | M | 82
EDISGI550A13 | IMB57 | IMB57 | INSULATING MOUNTING BLOCK | M | 30
EDISGI550A13 | MS010 | MS010 | MODULE SPACER, 10mm, PACK OF 5 | M | 15
EDISGI550A13 | PB-16T | PB-16T | 16 WAY POWER BUS KIT | M | 213
EDISGI550A13 | PB-24T | PB-24T | 24 WAY POWER BUS KIT | M | 284
EDISGI550A13 | PB-32T | PB-32T | 32 WAY POWER BUS KIT | M | 382
EDISGI550A13 | PB-8T | PB-8T | 8 WAY POWER BUS KIT | M | 121
EDISGI550A13 | PWR5000 | PWR5000 | PWR5000 2 WAY PLUG | M | 11
EDISGI550A13 | SAF10-12 | SAF10-12 | SAF 10 TO 12, 3 WAY PLUG (AD5000-24) | M | 17
EDISGI550A13 | SAF1-3 | SAF1-3 | SAF 1 TO 3, 3 WAY PLUG | M | 17
EDISGI550A13 | SAF4-6 | SAF4-6 | SAF 4 TO 6, 3 WAY PLUG (AD5000-36) | M | 17
EDISGI550A13 | SAF7-9 | SAF7-9 | SAF 7 TO 9, 3 WAY PLUG (AD5000-23) | M | 17
EDISGI550A13 | TAG57 | TAG57 | TAGGING STRIP | M | 65
EDISGI550A13 | TGL57 | TGL57 | TAGGING STRIP LABELS (pack of 10) | M | 46
EDISGI550A13 | TH5000 | TH5000 | TAG HOLDER (PACK OF 20) | M | 27
EDISGI550E12 | DX070 | DX070 | ENCLOSURE | M | 202
EDISGI550E12 | DX170 | DX170 | ENCLOSURE | M | 705
EDISGI500P54 | MTL5051 | MTL5051 | SERIAL DATA COMMS ISOLATOR | M | 689
EDISGI550P56 | MTL5314 | MTL5314 | ISOLATOR 4-20MA DUAL TRIP AMPLIFIER | M | 664
EDISGI550P56 | PSG60E24RM | PSG60E24RM | POWER SUPPLY 24V 2.5A DIN rail mtg | M | 187
EDISGI550A13 | MPA5500 | MPA5500 | 85 - 265 V AC POWER ADAPTOR | M | 209
EDISGI550P56 | MTL5501-SR | MTL5501-SR | ISOLATOR PROXIMITY DETECTOR SIL3 | M | 611
EDISGI550P56 | MTL5510 | MTL5510 | ISOLATOR 4CH DIGITAL INPUT | M | 509
EDISGI550P56 | MTL5510B | MTL5510B | ISOLATOR 4CH MULTIFUNCTION DIG INPUT | M | 653
EDISGI550P56 | MTL5511 | MTL5511 | ISOLATOR 1CH DI C/O RELAY OUTPUT + LFD | M | 228
EDISGI550P56 | MTL5513 | MTL5513 | ISOLATOR 2CH DI SOLID STATE OUTPUT +LFD | M | 319
EDISGI550P56 | MTL5514 | MTL5514 | ISOLATOR 1CH DI RELAY OUTPUT + LFD ALM | M | 319
EDISGI550P56 | MTL5514-T | MTL5514-T | ISOLATOR 1CH DI RELAY OUTPUT + LFD ALM | M | 357
EDISGI550P56 | MTL5514D | MTL5514D | ISOLATOR 1CH SW/PROX I/FACE, DUAL O/PUT | M | 326
EDISGI550P56 | MTL5516C | MTL5516C | ISOLATOR 2CH DI C/O RELAY OUTPUT + LFD | M | 319
EDISGI550P56 | MTL5517 | MTL5517 | ISOLATOR 2CH DI RELAY OUTPUT + LFD ALM | M | 412
EDISGI550P56 | MTL5521 | MTL5521 | ISOLATOR LOOP PWRD SOLENOID/ALM DRIVER | M | 285
EDISGI550P56 | MTL5521-T | MTL5521-T | ISOLATOR LOOP PWRD SOLENOID/ALM DRIVER | M | 316
EDISGI550P56 | MTL5522 | MTL5522 | ISOLATOR SOLENOID/ALARM DRIVER IIB GAS | M | 311
EDISGI550P56 | MTL5523 | MTL5523 | ISOLATOR SOLENOID/ALM DRIVER + LFD + PR | M | 412
EDISGI550P56 | MTL5523V | MTL5523V | ISOLATOR SOLENOID/ALM DRIVER + LFD + PR | M | 412
EDISGI550P56 | MTL5523VL | MTL5523VL | ISOLATOR SOLENOID/ALM DRIVER + LFD + PR | M | 412
EDISGI550P56 | MTL5524 | MTL5524 | ISOLATOR SOL/ALM DRIVER SWITCH CONT +PR | M | 361
EDISGI550P56 | MTL5525 | MTL5525 | ISOLATOR LOOP PWRD SOLENOID ALRM DRIVER | M | 311
EDISGI550P56 | MTL5526 | MTL5526 | ISOLATOR SWITCH OPERATED RELAY | M | 412
EDISGI550P56 | MTL5531 | MTL5531 | ISOLATOR VIBRATION TRANSDUCER 1CH | M | 565
EDISGI550P56 | MTL5532 | MTL5532 | PULSE ISOLATOR | M | 525
EDISGI550P56 | MTL5541 | MTL5541 | ISOLATOR 1CH SMART TX REPEATER 4-20MA | M | 456
EDISGI550P56 | MTL5541-T | MTL5541-T | ISOLATOR 1CH SMART TX REPEATER 4-20MA | M | 505
EDISGI550P56 | MTL5541A | MTL5541A | ISOLATOR 1CH REPEATER, PASSIVE I/P | M | 503
EDISGI550P56 | MTL5541AS | MTL5541AS | ISOLATOR 1CH REPEAT, PSVE I/P, SINK O/P | M | 509
EDISGI550P56 | MTL5541S | MTL5541S | ISOLATOR 1CH TX REPEATER SK | M | 509
EDISGI550P56 | MTL5541S-T | MTL5541S-T | ISOLATOR 1CH TX REPEATER SK | M | 563
EDISGI550P56 | MTL5544 | MTL5544 | ISOLATOR 2CH SMART TX REPEATER 4-20MA | M | 718
EDISGI550P56 | MTL5544A | MTL5544A | ISOLATOR 2CH REPEATER,PASSIVE I/P | M | 768
EDISGI550P56 | MTL5544AS | MTL5544AS | ISOLATOR 2CH REPEAT, PSVE I/P, SINK O/P | M | 768
EDISGI550P56 | MTL5544D | MTL5544D | ISOLATOR 1CH TX REP 2 O/P | M | 632
EDISGI550P56 | MTL5544S | MTL5544S | ISOLATOR 2CH TX REPEAT SK | M | 794
EDISGI550P56 | MTL5546 | MTL5546 | ISOLATOR 1CH SMART 4-20MA OUTPUT+LFD | M | 477
EDISGI550P56 | MTL5546Y | MTL5546Y | ISOLATOR 1CH SMART 4-20MA OUTPUT+OC LFD | M | 477
EDISGI550P56 | MTL5546Y-T | MTL5546Y-T | ISOLATOR 1CH SMART 4-20MA OUTPUT+OC LFD | M | 525
EDISGI550P56 | MTL5549 | MTL5549 | ISOLATOR 2CH SMART 4-20MA OUTPUT+LFD | M | 731
EDISGI550P56 | MTL5549Y | MTL5549Y | ISOLATOR 2CH SMART 4-20MA OUTPUT+OC LFD | M | 731
EDINFB500P07 | MTL5553 | MTL5553 | ISOLATOR Foundation fieldbus pwr supply | M | 826
EDISGI550P56 | MTL5561 | MTL5561 | ISOLATOR 2 CH FIRE/SMOKE DET. INTERFACE | M | 499
EDISGI550P56 | MTL5573 | MTL5573 | ISOLATOR TEMPERATURE CONVERTER NO ALARM | M | 611
EDISGI550P56 | MTL5575 | MTL5575 | ISOLATOR TEMPERATURE CONVERTER + ALARM | M | 688
EDISGI550P56 | MTL5576-RTD | MTL5576-RTD | ISOLATOR 2CH TEMPERATURE CONVERTER RTD | M | 921
EDISGI550P56 | MTL5576-THC | MTL5576-THC | ISOLATOR 2CH TEMPERATURE CONVERTER THC | M | 988
EDISGI550P56 | MTL5581 | MTL5581 | ISOLATOR mV 1CH | M | 466
EDISGI550P56 | MTL5582 | MTL5582 | RTD-RTD RESISTANCE ISOLATOR | M | 736
EDISGI550P56 | MTL5582B | MTL5582B | ISOLATOR RTD to RTD Resistance | M | 687
EDISGI550P56 | MTL5599 | MTL5599 | DUMMY ISOLATOR | M | 114
EDISZB770A17 | ISP7000 | ISP7000 | DIN RAIL INSULATING SPACER | H | 30
EDISZB770A17 | ADB700 | ADB700 | MTL7700 MTG BRACKET FOR MTL700 BUS BAR | H | 71
EDISZB770A17 | BPL7700 | BPL7700 | BUSSED POWER LINK (Pk100) | H | 125
EDISZB770A17 | HAZ7734 | HAZ7734 | HAZARDOUS TERMINALS 3&4 (Pk10) | H | 19
EDISZB770A17 | HAZ7778 | HAZ7778 | HAZARDOUS TERMINALS 7&8 (Pk10) | H | 19
EDISZB770A17 | SAF7712 | SAF7712 | SAFE TERMINALS 1&2 (Pk10) | H | 19
EDISZB770A17 | SAF7756 | SAF7756 | SAFE TERMINALS 5&6 (Pk10) | H | 19
EDISZB770A17 | TGL7700 | TGL7700 | GROUP TAGGING LABEL (pack 10) | H | 27
EDISZB770A17 | TH7700 | TH7700 | TAG HOLDER 7700 (Pk10) | H | 27
EDISZB770P59 | MTL7706+ | MTL7706+ | ZENER BARRIER SMART TX | M | 278
EDISZB770P59 | MTL7707+ | MTL7707+ | ZENER BARRIER SWITCH INPUT | M | 209
EDISZB770P59 | MTL7707P+ | MTL7707P+ | ZENER BARRIER SWITCH INPUT | M | 210
EDISZB770P59 | MTL7710+ | MTL7710+ | ZENER BARRIER 10V 50ohms | M | 134
EDISZB770P59 | MTL7710- | MTL7710- | ZENER BARRIER -10V 50ohms | M | 134
EDISZB770P59 | MTL7710PPLUS | MTL7710P+ | ZENER Barrier 10V 33ohms | M | 221
EDISZB770P59 | MTL7715+ | MTL7715+ | ZENER BARRIER 15V 100ohms | M | 134
EDISZB770P59 | MTL7715P+ | MTL7715P+ | ZENER BARRIER 15V 50ohms | M | 134
EDISZB770P59 | MTL7722+ | MTL7722+ | ZENER BARRIER +22V 150ohms | M | 134
EDISZB770P59 | MTL7722- | MTL7722- | ZENER BARRIER 22V -VE 150ohms | M | 134
EDISZB770P59 | MTL7728- | MTL7728- | ZENER BARRIER 28V -VE | M | 134
EDISZB770P59 | MTL7728+ | MTL7728+ | ZENER BARRIER 28V +VE | M | 134
EDISZB770P59 | MTL7728AC | MTL7728ac | ZENER BARRIER 28V AC | M | 179
EDISZB770P59 | MTL7728P+ | MTL7728P+ | ZENER BARRIER +28V 234ohms | M | 141
EDISZB770P59 | MTL7729P+ | MTL7729P+ | ZENER BARRIER 28V IIB GASSES | M | 141
EDISZB770P59 | MTL7741 | MTL7741 | SAFTY BARRIER SWITCH /PROX | M | 179
EDISZB770P59 | MTL7742 | MTL7742 | ZENER BARRIER SWITCH /PROX | M | 175
EDISZB770P59 | MTL7743 | MTL7743 | ZENER BARRIER 2CH SWITCH /PROX | M | 272
EDISZB770P59 | MTL7744 | MTL7744 | ZENER BARRIER 2CH SWITCH /PROX | M | 272
EDISZB770P59 | MTL7745 | MTL7745 | ZENER BARRIER SWITCH/PROX LFD | M | 285
EDISZB770P59 | MTL7751AC | MTL7751ac | ZENER BARRIER, 1V 10ohms 2ch | M | 218
EDISZB770P59 | MTL7755AC | MTL7755ac | ZENER BARRIER RTD | M | 218
EDISZB770P59 | MTL7756AC | MTL7756ac | ZENER BARRIER 3WIRE RTD | M | 291
EDISZB770P59 | MTL7758- | MTL7758- | ZENER BARRIER 2CH 7.5V-ve | M | 266
EDISZB770P59 | MTL7758+ | MTL7758+ | ZENER BARRIER 2CH 7.5V+ve | M | 266
EDISZB770P59 | MTL7760AC | MTL7760ac | ZENER BARRIER THCs | M | 179
EDISZB770P59 | MTL7761AC | MTL7761ac | ZENER BARRIER 2CH 9V 90 OHM | M | 219
EDISZB770P59 | MTL7761PAC | MTL7761Pac | ZENER BARRIER 2CH 9V 350 OHM | M | 221
EDISZB770P59 | MTL7764+ | MTL7764+ | ZENER BARRIER 2CH 12V +VE | M | 196
EDISZB770P59 | MTL7764- | MTL7764- | ZENER BARRIER 2CH 12V -VE | M | 196
EDISZB770P59 | MTL7764AC | MTL7764ac | ZENER BARRIER 2CH 12V AC | M | 219
EDISZB770P59 | MTL7765AC | MTL7765ac | ZENER BARRIER 2CH 15V AC | M | 202
EDISZB770P59 | MTL7766AC | MTL7766ac | ZENER BARRIER 2CH 12V | M | 219
EDISZB770P59 | MTL7766PAC | MTL7766Pac | ZENER BARRIER 2CH 12V | M | 221
EDISZB770P59 | MTL7767+ | MTL7767+ | ZENER BARRIER 2CH 15V +VE | M | 202
EDISZB770P59 | MTL7768PLUS | MTL7768+ | ZENER Barrier 2CH 22V | M | 202
EDISZB770P59 | MTL7772ac | MTL7772ac | ZENER Barrier 1CH 22V AC | M | 179
EDISZB770P59 | MTL7778AC | MTL7778ac | ZENER BARRIER 2CH 28V AC | M | 227
EDISZB770P59 | MTL7779+ | MTL7779+ | ZENER BARRIER 2CH 28V +VE | M | 213
EDISZB770P59 | MTL7787- | MTL7787- | ZENER BARRIER 28V DIODE RTN | M | 185
EDISZB770P59 | MTL7787+ | MTL7787+ | SAFETY BARRIER 28V DIODE RTN | M | 185
EDISZB770P59 | MTL7787P+ | MTL7787P+ | ZENER BARRIER 28V DIODE RTN | M | 195
EDISZB770P59 | MTL7788+ | MTL7788+ | ZENER BARRIER 28V +VE 300R,10V 50R RTN | M | 213
EDISZB770P59 | MTL7788R+ | MTL7788R+ | ZENER BARRIER 28V +250 OHM | M | 218
EDISZB770P59 | MTL7789+ | MTL7789+ | ZENER BARRIER 28V 2CH DIODE | M | 291
EDISZB770P59 | MTL7796- | MTL7796- | ZENER BARRIER 28/26V-VE | M | 219
EDISZB770P59 | MTL7796+ | MTL7796+ | ZENER BARRIER 28/26V+VE | M | 219
EDISZB770P59 | MTL7798 | MTL7798 | POWER FEED MODULE | M | 195
EDISZB770P59 | MTL7799 | MTL7799 | DUMMY MODULE | M | 95
EDIS8KIS8P71 | 8937-HN2 | 8937-HN2 | FIBRE OPTIC EXTENDER | I | 2330
EDIS8KIS8 | 8939-HN | 8939-HN | IOL FIBRE EXTENDER IOTA | I | 415
EDINFBDISP12 | BA414DF-F | BA414DF-F | Fieldbus IS display, fld mtg | D | 1347
EDINFBDISP12 | BA414DF-F-D | BA414DF-F-D | Fieldbus IS display, fld mtg | D | 1418
EDINFBDISP12 | BA414DF-F-FM | BA414DF-F-FM | Fieldbus IS display, fld mtg | D | 1347
EDINFBDISP12 | BA414NDF-F | BA414NDF-F | Fieldbus display, fld mtg | D | 1347
EDINFBDISP12 | BA418CF-F | BA418CF-F | Fieldbus IS display, pnl mtg | D | 1281
EDINFBDISP12 | BA614DF-F | BA614DF-F | Fieldbus display, fld mtg | D | 1325
EDINFBDISP12 | BA618CF-F | BA618CF-F | Fieldbus display, pnl mtg | D | 1258
EDINFBDISP12 | BA484DF-F | BA484DF-F | Fieldbus IS disp, field mtg,FF | D | 2307
EDINFBDISP12 | BA484DF-F-D | BA484DF-F-D | Field mtg IS fieldbus display | D | 2376
EDINFBDISP12 | BA484DF-F-FM | BA484DF-F-FM | Field mtg IS fieldbus display | D | 2307
EDINFBDISP12 | BA488CF-F | BA488CF-F | Panel mtg IS fieldbus display | D | 2172
EDINFBDISP12 | BA684DF-F | BA684DF-F | Field mtg fieldbus display | D | 2168
EDINFBDISP12 | BA688CF-F | BA688CF-F | Panel mtg fieldbus display | D | 2031
EDINFBDISP12 | BA484DF-F-ALM | BA484DF-F-ALM | Field mtg IS fieldbus display | D | 2797
EDINFBDISP12 | BA484DF-F-D-ALM | BA484DF-F-D-ALM | Field mtg IS fieldbus display | D | 2860
EDINFBDISP12 | BA484DF-F-FM-ALM | BA484DF-F-FM-ALM | Field mtg IS fieldbus display | D | 2797
EDINFBDISP12 | BA488CF-F-ALM | BA488CF-F-ALM | Panel mtg IS fieldbus display | D | 2658
EDINFBDISP12 | BA684DF-F-ALM | BA684DF-F-ALM | Field mtg fieldbus display | D | 2654
EDINFBDISP12 | BA688CF-F-ALM | BA688CF-F-ALM | Panel mtg fieldbus display | D | 2524
EDINFBDISP12 | BA484DF-P | BA484DF-P | Field mtg IS fieldbus display | D | 1850
EDINFBDISP12 | BA484DF-P-D | BA484DF-P-D | Field mtg IS fieldbus display | D | 1911
EDINFBDISP12 | BA484DF-P-FM | BA484DF-P-FM | Field mtg IS fieldbus display | D | 1845
EDINFBDISP12 | BA488CF-P | BA488CF-P | Panel mtg IS fieldbus display | D | 1734
EDINFBDISP12 | BA684DF-P | BA684DF-P | Field mtg fieldbus display | D | 1734
EDINFBDISP12 | BA688CF-P | BA688CF-P | Panel mtg fieldbus display | D | 1631
EDINFBDISP12 | BA484DF-P-ALM | BA484DF-P-ALM | Field mtg IS fieldbus display | D | 2337
EDINFBDISP12 | BA484DF-P-D-ALM | BA484DF-P-D-ALM | Field mtg IS fieldbus display | D | 2406
EDINFBDISP12 | BA484DF-P-FM-ALM | BA484DF-P-FM-ALM | Field mtg IS fieldbus display | D | 2337
EDINFBDISP12 | BA488CF-P-ALM | BA488CF-P-ALM | Panel mtg IS fieldbus display | D | 2229
EDINFBDISP12 | BA684DF-P-ALM | BA684DF-P-ALM | Field mtg fieldbus display | D | 2229
EDINFBDISP12 | BA688CF-P-ALM | BA688CF-P-ALM | Panel mtg fieldbus display | D | 2075
EDINFBTSTA24 | FPS-A01-10 | FPS-A01-10 | FIELDBUS TRUNK CONN (10) | E | 101
EDINFBTSTA24 | FCS-A08-10 | FCS-A08-10 | FIELDBUS SPUR CONN (10) | E | 101
EDINFBPWRA22 | FCS-A11 | FCS-A11 | Battery Pack | G | 204
EDINFBPWRA22 | FCS-A12-10 | FCS-A12-10 | Fieldbus Spur PC Conn 10 | G | 100
EDINFBTSTPD6 | FBT-5 | FBT-5 | FIELDBUS WIRING VALIDATOR | E | 2112
EDINFBTSTPD6 | FBT-6 | FBT-6 | FIELDBUS DIAGNOSTIC MONITOR | E | 2157
EDINFBTSTPD6 | FBT-6-PA | FBT-6-PA | Profibus PA diagnostic monitor | E | 2155
EDINFBTSTA24 | FBT-A61 | FBT-A61 | FBT-6 MINI-HOOK FIELDBUS CABLE | E | 185
EDINFBTSTA24 | FBT-A62 | FBT-A62 | FBT-6 USB CABLE | E | 190
EDINFBTSTA24 | FBT-A63 | FBT-A63 | FBT-6 clip on fieldbus cable | E | 181
EDINFBTSTA24 | FBT-A64 | FBT-A64 | Clip on probe | E | 65
EDINFBDIAA37 | FBT-6-CAL | FBT-6-CAL | FBT-6 Calibration Certificate | H | 389
EDINFBPWRA22 | FCAB-01 | FCAB-01 | CABLE ASSEMBLY, NET9000 | G | 96
EDINFBPWRA22 | FCAB-02 | FCAB-02 | CABLE ASSEMBLY, NET9000 | G | 225
EDINFBPWRA22 | FCAB-03 | FCAB-03 | CABLE ASSEMBLY, NET9000 | G | 415
EDINFBFPSA35 | FCAB-05 | FCAB-05 | FIELDBUS IOTA POWER CABLE 30CM | J | 206
EDINFBFPSA35 | FCAB-06 | FCAB-06 | CABLE ASSEMBLY | J | 223
EDINFBFPSA35 | FCAB-07 | FCAB-07 | FIELDBUS IOTA POWER CABLE 2M | J | 245
EDINFBFPSA35 | FCAB-08 | FCAB-08 | IOTA cable assembly, 4m | J | 291
EDINFBFHBPD5 | MTL-F11 | F11 | Fieldbus Power Hub | D | 515
EDINFBFHBPD5 | F11-LABKIT | F11-Labkit | Fieldbus Test Kit IEC 61280-4- | D | 679
EDINFBFHBPD5 | F11-YK2 | F11-YK2 | Fieldbus Power Hub with cables | D | 794
EDINFBMBKP3D | MTL-A101 | MTL-A101 | 4-PORT MEGABLOCK - SPUR GUARD | J | 831
EDINFBMBKP3H | MTL-A103 | MTL-A103 | 8-PORT MEGABLOCK - SPUR GUARD | K | 1296
EDINFBMBKP3D | FCS-MB4-SG | FCS-MB4-SG | 4 PORT MEGABLOCK SPURGUARD | J | 590
EDINFBMBKP3D | FCS-MB4-SG-T | FCS-MB4-SG-T | 4 port megablock spurguard+ter | J | 667
EDINFBMBKP3H | FCS-MB8-SG | FCS-MB8-SG | 8 PORT MEGABLOCK SPURGUARD | K | 944
EDINFBMBKP3H | FCS-MB8-SG-T | FCS-MB8-SG-T | 8 PORT MEGABLOCK SPURGUARD T | K | 1012
EDINFBMBKP19 | FCS-MB10-SG | FCS-MB10-SG | 10-PORT MEGABLOCK SPURGUARD | M | 1124
EDINFBMBKP0J | FCS-MB10-SG-T | FCS-MB10-SG-T | 10-PORT MEGABLOCK SPURGUARD T | M | 1214
EDINFBMBKP0L | FCS-MB12-SG | FCS-MB12-SG | 12-PORT MEGABLOCK SPURGUARD | M | 1210
EDINFBMBKP0L | FCS-MB12-SG-T | FCS-MB12-SG-T | 12-PORT MEGABLOCK SPURGUARD T | M | 1305
EDINFBMBKP0J | F118 | F118 | 10-PORT MEGABLOCK SPURGUARD T | M | 1067
EDINFBMBKP0J | F118-PC | F118-PC | 10-PORT MEGABLOCK SPURGUARD T | M | 1067
EDINFBMBKP3D | F245-IS | F245-IS | 4 PORT IS MEGABLOCK C/W SPURGUARD | J | 494
EDINFBMBKP3D | F245-IS-PC | F245-IS-PC | 4 PORT IS MEGABLOCK SPR CLMP SPURGUARD | J | 361
EDINFBMBKP3D | F245-IS-6 | F245-IS-6 | 4 PORT IS MEGABLOCK 60mA | J | 361
EDINFBMBKP3D | F245-IS-6-PC | F245-IS-6-PC | 4 PORT IS MEGABLOCK SPR CLMP 60mA | J | 361
EDINFBMBKP3D | F245-XE | F245-XE | 4-PORT MEGABLOCK - SPURGUARD | J | 542
EDINFBMBKP3D | F247-IS | F247-IS | 4 PORT IS MEGABLOCK - SPURGUARD T | J | 415
EDINFBMBKP3D | F247-IS-PC | F247-IS-PC | 4 PORT IS MEGABLOCK SPR CLMP SPURGUARD T | J | 415
EDINFBMBKP3D | F247-XE | F247-XE | 4 PORT MEGABLOCK SPURGUARD T | J | 475
EDINFBMBKP3H | F251-IS | F251-IS | PORT IS MEGABLOCK C/W SPURGUARD | K | 579
EDINFBMBKP3H | F251-IS-PC | F251-IS-PC | 8 PORT IS MEGABLOCK SPR CLMP SPURGUARD | K | 579
EDINFBMBKP3H | F251-XE | F251-XE | 8-PORT MEGABLOCK - SPURGUARD | K | 649
EDINFBMBKP3H | F253-IS | F253-IS | 8 PORT IS MEGABLOCK - SPURGUARD T | K | 630
EDINFBMBKP3H | F253-IS-PC | F253-IS-PC | 8 PORT IS MEGABLOCK SPR CLMP SPURGUARD T | K | 630
EDINFBMBKP3H | F253-XE | F253-XE | 8 PORT MEGABLOCK SPURGUARD T | K | 708
EDINFBMBKP0J | F257-XE | F257-XE | 10-PORT MEGABLOCK SPURGUARD | M | 730
EDINFBMBKP0J | F259-XE | F259-XE | 10-PORT MEGABLOCK-SPURGUARD T | M | 907
EDINFBMBKP0L | F271-IS | F271-IS | 12 PORT IS MEGABLOCK-SPURGUARD(T) | M | 802
EDINFBMBKP0L | F271-IS-HV | F271-IS-HV | 12 PORT IS MEGABLOCK-SG(T) HI-VIBRATION | M | 882
EDINFBMBKP0L | F271-IS-PC | F271-IS-PC | 12 PORT IS MEGABLOCK SPR CLMP SPGUARD(T) | M | 802
EDINFBMBKP0L | F271-XE | F271-XE | 12-PORT MEGABLOCK-SPURGUARD(T) | M | 903
EDINFBF30P5D | MTL-F304 | F304 | 4-spur Megablock scr term removable T | J | 365
EDINFBF30P6H | MTL-F308 | F308 | 8 way Megablock - scr ters - remov term | J | 629
EDINFBF30P2L | MTL-F312 | F312 | 12-spur Megablock scr term removable T | J | 832
EDINFBF30P5D | MTL-F304-PC | F304-PC | 4-spur Megablock spr clmp removable T | J | 365
EDINFBF30P6H | MTL-F308-PC | F308-PC | 8-spur Megablock spr clmp removable T | J | 629
EDINFBF30P2L | MTL-F312-PC | F312-PC | 12-spur Megablock spr clmp removable T | J | 832
EDINFBF30P2L | MTL-F30 | F30 | Ex ic Adaptor | J | 121
EDINFBMBKA34 | F97 | F97 | Fieldbus Unused Segment Terminator | M | 45
EDINFBMBKA34 | F300-A01-5 | F300-A01-5 | Trunk spur separator - pack of 5 | M | 65
EDINFBMBKA34 | F300-BAR-5 | F300-BAR-5 | F300 TRUNK BAR- PACK OF 5 | M | 267
EDINFBMBKA34 | F304-BAR-10 | F304-BAR-10 | F304 spur bar - pack of 10 | M | 537
EDINFBMBKA34 | F308-BAR-10 | F308-BAR-10 | F308 spur bar - pack of 10 | M | 951
EDINFBMBKA34 | F312-BAR-10 | F312-BAR-10 | F312 spur bar - pack of 10 | M | 1071
EDINFBWC0P07 | FCS-MBT | FCS-MBT | megablock terminator | D | 202
EDINFBWC0P07 | FCS-MBT-XE | FCS-MBT-XE | MEGABLOCK TERMINATOR | D | 132
EDINFBFPSP1D | F101-PS | F101-PS | FIELDBUS POWER SUPPLY SCR-TERM | H | 479
EDINFBFPSP1D | F101-PC | F101-PC | FIELDBUS POWER SUPPLY SPR-CLML | H | 479
EDINFBFPSP1D | F102-PS | F102-PS | FIELDBUS POWER SUPPLY SCR-TERM | H | 479
EDINFBFPSP1D | F102-PC | F102-PC | FIELDBUS POWER SUPPLY SPR-CLML | H | 479
EDINFBFPSP1D | F104-PS | F104-PS | FIELDBUS POWER SUPPLY SCR-TERM | H | 580
EDINFBFPSP1D | F104-PC | F104-PC | FIELDBUS POWER SUPPLY SPR-CLML | H | 580
EDINFBPWRA22 | PBUS01 | PBUS01 | PWR BUS DIN RAIL CONNECTOR | G | 69
EDINFBPWRA22 | PBUS02 | PBUS02 | PWR BUS INPUT CONNECTOR SET | G | 15
EDINFBPWRA22 | PBUS03 | PBUS03 | STRAIN RELIEF CLAMPS | G | 4
EDINFBWC0P07 | F100 | F100 | MEGABLOCK TERMINATOR | D | 165
EDINFBFPSP20 | FPS-I | FPS-I | FIELDBUS REDUNDANT POWER SYS. | M | 2064
EDINFBFPSP20 | FPS-2 | FPS-2 | FIELDBUS RED POWER SYS (NO T) | M | 2195
EDINFBFPSA35 | FPS-IPM | FPS-IPM | FIELDBUS REDUNDANT POWER MODUL | J | 896
EDINFBFPSA35 | FPS-RCT | FPS-RCT | FIELDBUS REDUNDANT BACKPLANE | J | 590
EDINFBFPSA35 | FPS-RC | FPS-RC | FIELDBUS REDUNDANT BACKPLANE | J | 567
EDINFBPWRA22 | FPS-A03 | FPS-A03 | POWER AND ALARM CONNECTOR | G | 32
EDINFBPWRA22 | FPS-A04 | FPS-A04 | POWER AND ALARM JUMPER ASSY | G | 45
EDINFBPWRA22 | FPS-A06 | FPS-A06 | POWER AND ALARM CONNECTOR | G | 48
EDINFB000 | FPS-A07-10 | FPS-A07-10 | Fieldbus Trunk PC Conn 10 | J | 121
EDINFBPWRA22 | FPS-A08 | FPS-A08 | POWER AND ALARM CONNECTOR | G | 48
EDINFBPWRA22 | F606 | F606 | YOKOGAWA FIELDBUS PANEL | G | 332
EDINFBF80A1H | F801 | F801 | F801 POWER SUPPLY | M | 3101
EDINFBF80A1H | F802 | F802 | FIELDBUS POWER SUPPLY MODULE | M | 3425
EDINFBDIAP24 | F809F-Plus | F809F-Plus | FIELDBUS DIAGNOSTIC MODULE | J | 2661
EDINFBF80A1H | F810-CA-PC | F810-CA-PC | F810 CARRIER-PLUG SPR CLAMP | M | 1454
EDINFBF80A1H | F810-CA-PS | F810-CA-PS | F810 CARRIER-PLUG SCREW | M | 1454
EDINFBF80A1H | F810A-CA-PC | F810A-CA-PC | F810A CARRIER-PLUG CAGE CLAMP | M | 1372
EDINFBF80A1H | F810A-CA-PS | F810A-CA-PS | F810A CARRIER-PLUG SCREW CLAMP | M | 1372
EDINFBF80A1H | F811-CL-PC | F811-CL-PC | F811 CARRIER-PLUG SPRING | M | 1455
EDINFBF80A1H | F811-CL-PS | F811-CL-PS | F811 CARRIER-PLUG SCREW | M | 1462
EDINFBF80A1H | F811-CR-PC | F811-CR-PC | F811 CARRIER-PLUG SPRING | M | 1455
EDINFBF80A1H | F811-CR-PS | F811-CR-PS | F811 CARRIER-PLUG SCREW | M | 1470
EDINFBF80A1H | F860-CA | F860-CA | F860 IOTA UNPOPULATED | M | 685
EDINFBF80A1H | F880-CA-PC | F880-CA-PC | F880 Carrier-Spring Clamp | M | 1316
EDINFBF80A1H | F880-CA-PS | F880-CA-PS | F880 carrier-plug screw | M | 1346
EDINFBF80A1H | F880-CA-RT | F880-CA-RT | F880 CARRIER-RING TERMINAL | M | 1368
EDINFBF80A1H | F880-CL-PC | F880-CL-PC | F880 Yok LH, SPRING CLMP TML | M | 1390
EDINFBF80A1H | F880-CL-PS | F880-CL-PS | F880 Yok LH, plug screw tml | M | 1391
EDINFBF80A1H | F880-CR-PC | F880-CR-PC | F880 Yok RH, SPRING CLAMP TML | M | 1390
EDINFBF80A1H | F880-CR-PS | F880-CR-PS | F880 Yok RH, plug screw tml | M | 1424
EDINFBDIAA37 | F888 | F888 | YOKOGAWA ALF111 8 SEG DIAG I/F | H | 404
EDINFBF80A1H | F890-CA-PC | F890-CA-PC | F890 Carrier-Spring Clamp | M | 1316
EDINFBF80A1H | F890-CA-PS | F890-CA-PS | F890 Carrier-plug screw | M | 1316
EDINFBF80A1H | F892-CA-PC | F892-CA-PC | F892 Carrier-springclamp | M | 1331
EDINFBF80A1H | F892-CA-PS | F892-CA-PS | F892 Carrier-plug screw | M | 1330
EDINFBDIAA37 | F898 | F898 | 8 SEGMENT DIAGNOSTIC I/F | H | 496
EDINFBF80P1H | F810-PC | F810-PC | F810 SYSTEM-PLUG SPRING CLAMP | M | 9079
EDINFBF80P1H | F810-PS | F810-PS | F810 SYSTEM-PLUG SCREW | M | 9085
EDINFBF80P1H | F810A-PC | F810A-PC | F810A SYSTEM-CAGE CLAMP-F801 | M | 7603
EDINFBF80P1H | F810A-PS | F810A-PS | F810A SYSTEM-SCREW CLAMP-F801 | M | 8165
EDINFBF80P1H | F811-LC | F811-LC | F811 REDUNDANT POWER SUPPLY-F801 | M | 8560
EDINFBF80P1H | F811-LS | F811-LS | F811 REDUNDANT POWER SUPPLY-F801 | M | 7994
EDINFBF80P1H | F811-RC | F811-RC | F811 REDUNDANT POWER SUPPLY-F801 | M | 7988
EDINFBF80P1H | F811-RS | F811-RS | EXF811 REDUNDANT POWER SUPPLY-F801 | M | 8001
EDINFBF80P1H | F860 | F860 | F860 RED FIELDBUS POWER SYSTEM | M | 6804
EDINFBF80P1H | F880-PC | F880-PC | F880 SYSTEM-SPRING CLAMP | M | 7485
EDINFBF80P1H | F880-LC | F880-LC | F880 SYSTEM-SPRING CLAMP-L | M | 7575
EDINFBF80P1H | F880-LS | F880-LS | F880 SYSTEM-PLUG SCREW-L | M | 7541
EDINFBF80P1H | F880-PS | F880-PS | F880 SYSTEM-PLUG SCREW | M | 7550
EDINFBF80P1H | F880-RS | F880-RS | F880 SYSTEM-PLUG SCREW-R | M | 7567
EDINFBF80P1H | F880-RT | F880-RT | F880 SYSTEM RING TERMINAL | M | 7333
EDINFBF80P1H | F890-PC | F890-PC | F890 SYSTEM-SPRING CLAMP | M | 7537
EDINFBF80P1H | F890-PS | F890-PS | F890 SYSTEM-PLUG SCREW | M | 7545
EDINFBF80P1H | F892-PC | F892-PC | F892 SYSTEM-SPRING CLAMP | M | 7574
EDINFBF80P1H | F892-PS | F892-PS | F892 SYSTEM-PLUG SCREW | M | 7535
EDINFBF80P1H | F810-2-PC | F810-2-PC | F810 REDUNDANT POWER SUPPLY | M | 8954
EDINFBF80P1H | F810-2-PS | F810-2-PS | F810 REDUNDANT POWER SUPPLY | M | 8958
EDINFBF80P1H | F810A-2-PC | F810A-2-PC | F810A SYSTEM-CAGE CLAMP-F802 | M | 7939
EDINFBF80P1H | F810A-2-PS | F810A-2-PS | F810A SYSTEM-SCREW CLAMP-F802 | M | 7950
EDINFBF80P1H | F811-2-LC | F811-2-LC | F811 REDUNDANT POWER SUPPLY-F802 | M | 8424
EDINFBF80P1H | F811-2-LS | F811-2-LS | F811 REDUNDANT POWER SUPPLY-F802 | M | 8430
EDINFBF80P1H | F811-2-RC | F811-2-RC | F811 REDUNDANT POWER SUPPLY-F802 | M | 8424
EDINFBF80P1H | F811-2-RS | F811-2-RS | F811 REDUNDANT POWER SUPPLY-F802 | M | 8440
EDINFBF80P1H | F860-2 | F860-2 | F860 RED FBUS F802 POWR SYSTEM | M | 7279
EDINFBF80P1H | F880-2-PC | F880-2-PC | F880 system-F802-Spring Clamp | M | 7939
EDINFBF80P1H | F880-2-LS | F880-2-LS | F880 system-F802-Plug Screw | M | 7997
EDINFBF80P1H | F880-2-PS | F880-2-PS | F880 system-F802-Plus Screw | M | 8008
EDINFBF80P1H | F880-2-RS | F880-2-RS | F880 system-F802-Plug Screw R | M | 8027
EDINFBF80P1H | F890-2-PC | F890-2-PC | F890 System-F802-Spring Clamp | M | 7963
EDINFBF80P1H | F890-2-PS | F890-2-PS | F890 System-F802-Plug Screw | M | 7963
EDINFBF80P1H | F892-2-PC | F892-2-PC | F892 System-F802-Spring Clamp | M | 7988
EDINFBF80P1H | F892-2-PS | F892-2-PS | F892 System-F802-Plug Screw | M | 7984
EDINFB912P0D | 9101-22-PS | 9101-22-PS | Redundant FISCO PSU IIB SCR TER | M | 12355
EDINFB912A27 | 9101-CA-PS | 9101-CA-PS | Redundant FISCO PSU Carrier IIB INVENS | M | 1609
EDINFB912P0D | 9107-22-PS | 9107-22-PS | Redundant FISCO PSU SYS IIB UNIV | M | 12355
EDINFB912A27 | 9107-CA-PS | 9107-CA-PS | Redundant FISCO PSU Carrier Univ | M | 1609
EDINFB912P0D | 9108-22-PS | 9108-22-PS | RDNT FISCO PSU SYS YOK IIB SCR TER | M | 12355
EDINFB912P0D | 9108-22-PC | 9108-22-PC | RDNT FISCO PSU SYS YOK IIB SPR CLP | M | 12355
EDINFB912A27 | 9108-CA-PS | 9108-CA-PS | RDNT FISCO PSU Carrier YOK IIB SCR TER | M | 1609
EDINFB912A27 | 9108-CA-PC | 9108-CA-PC | RDNT FISCO PSU Carrier YOK IIB SPR CLP | M | 1609
EDINFB912P0D | 9109-22-PS | 9109-22-PS | Redundant FISCO PSU System IIB | M | 12760
EDINFB912A27 | 9109-CA-PS | 9109-CA-PS | FISCO PSU Carrier PSC SCR TER | M | 1609
EDINFB912A27 | 9109-CK-PS | 9109-CK-PS | Redundant FISCO PSU Carrier kit | M | 2020
EDINFB912P08 | 9122-IS-CM | 9122-IS-CM | FISCO PWR SUPPLY IIB CARR MNT | M | 1204
EDINFB912A0D | 9126-PU | 9126-PU | HOST POWER SUPPLY MODULE | M | 510
EDINFB912A27 | 9127-BLK | 9127-BLK | FISCO SIGNAL BLANKING MODULE | M | 240
EDINFB912P08 | 9129-IS | 9129-IS | Power Supply Arbritation Module | M | 756
EDINFB912P08 | 9121-IS-PC | 9121-IS-PC | FISCO POWER SUPPLY IIC SPG CLP | M | 1061
EDINFB912P08 | 9121-IS-PS | 9121-IS-PS | FISCO POWER SUPPLY IIC SCW TER | M | 1061
EDINFB912P08 | 9122-IS-PC | 9122-IS-PC | FISCO POWER SUPPLY IIB SPG CLP | M | 1256
EDINFB912P08 | 9122-IS-PS | 9122-IS-PS | FISCO POWER SUPPLY IIB SCW TER | M | 1256
EDINFB918A2H | 9191-FP | 9191-FP | 4 SEG FIELDBUS POWER SUPPLY MODULE-28V | J | 874
EDINFB918A2H | 9192-FP | 9192-FP | 4 SEG FIELDBUS POWER SUPPLY MODULE-19V | J | 874
EDINFB918A2H | 9191-FP-CC | 9191-FP-CC | 4 SEG F'BUS POWER SUPPLY 28V CONF COAT | J | 900
EDINFB918A2H | 9192-FP-CC | 9192-FP-CC | 4 SEG F'BUS POWER SUPPLY 19V CONF COAT | J | 900
EDINFB918A2H | 9197-BLK | 9197-BLK | ALARM BLANKING MODULE | J | 101
EDINFB918A2H | 9181-CA-PC | 9181-CA-PC | SE Redundant Fieldbus PSU Carr SPR CLP | J | 1075
EDINFB918A2H | 9181-CA-PS | 9181-CA-PS | SE Redundant Fieldbus PSU Carr SCR TER | J | 1075
EDINFB918P8H | 9181-21-PC | 9181-21-PC | SE Redundant Fieldbus PSU System SPR CLP | J | 3057
EDINFB918P8H | 9181-21-PS | 9181-21-PS | SE Redundant Fieldbus PSU System SCR TER | J | 3057
EDINFB918P8H | 9181-41-PC | 9181-41-PC | SE Redundant Fieldbus PSU System SPR CLP | J | 3760
EDINFB918P8H | 9181-41-PS | 9181-41-PS | SE Redundant Fieldbus PSU System SCR TER | J | 3760
EDINFB918P8H | 9181-61-PC | 9181-61-PC | SE Redundant Fieldbus PSU System SPR CLP | J | 4463
EDINFB918P8H | 9181-61-PS | 9181-61-PS | SE Redundant Fieldbus PSU System SCR TER | J | 4463
EDINFB918P8H | 9181-91-PC | 9181-91-PC | SE Redundant Fieldbus PSU System SPR CLP | J | 6110
EDINFB918P8H | 9181-91-PS | 9181-91-PS | SE Redundant Fieldbus PSU System SCR TER | J | 6110
EDINFB918P8H | 9181-22-PC | 9181-22-PC | SE Redundant Fieldbus PSU System SPR CLP | J | 3057
EDINFB918P8H | 9181-22-PS | 9181-22-PS | SE Redundant Fieldbus PSU System SCR TER | J | 3057
EDINFB918P8H | 9181-42-PC | 9181-42-PC | SE Redundant Fieldbus PSU System SPR CLP | J | 3760
EDINFB918P8H | 9181-42-PS | 9181-42-PS | SE Redundant Fieldbus PSU System SCR TER | J | 3760
EDINFB918P8H | 9181-62-PC | 9181-62-PC | SE Redundant Fieldbus PSU System SPR CLP | J | 4463
EDINFB918P8H | 9181-62-PS | 9181-62-PS | SE Redundant Fieldbus PSU System SCR TER | J | 4463
EDINFB918P8H | 9181-92-PC | 9181-92-PC | SE Redundant Fieldbus PSU System SPR CLP | J | 6110
EDINFB918P8H | 9181-92-PS | 9181-92-PS | SE Redundant Fieldbus PSU System SCR TER | J | 6110
EDINFB918A2H | 9182-CL-PC | 9182-CL-PC | SE Redundant FBUS PSU Carrier FBM228 L | J | 1483
EDINFB918A2H | 9182-CL-PS | 9182-CL-PS | SE Redundant FBUS PSU Carrier FBM228 L | J | 1483
EDINFB918A2H | 9182-CR-PC | 9182-CR-PS | SE Redundant FBUS PSU Carrier FBM228 R | J | 1483
EDINFB918A2H | 9182-CR-PS | 9182-CR-PS | SE Redundant FBUS PSU Carrier FBM228 R | J | 1483
EDINFB918P8H | 9182-91-LC | 9182-91-LC | SE Redundant FBUS PSU FBM228 L | J | 6446
EDINFB918P8H | 9182-91-LS | 9182-91-LS | SE Redundant FBUS PSU FBM228 L | J | 6446
EDINFB918P8H | 9182-91-RC | 9182-91-RC | SE Redundant FBUS PSU FBM228 R | J | 6446
EDINFB918P8H | 9182-91-RS | 9182-91-RS | SE Redundant FBUS PSU FBM228 R | J | 6446
EDINFB918P8H | 9182-92-LC | 9182-92-LC | SE Redundant FBUS PSU FBM228 L | J | 6446
EDINFB918P8H | 9182-92-LS | 9182-92-LS | SE Redundant FBUS PSU FBM228 L | J | 6446
EDINFB918P8H | 9182-92-RC | 9182-92-RC | SE Redundant FBUS PSU FBM228 R | J | 6446
EDINFB918P8H | 9182-92-RS | 9182-92-RS | SE Redundant FBUS PSU FBM228 R | J | 6446
EDINFB918A2H | 9188-CA-PC | 9188-CA-PC | YOKOGAWA RED FBUS POWER SUPPLY CARRIER | J | 1075
EDINFB918A2H | 9188-CA-PS | 9188-CA-PS | YOKOGAWA RED FBUS POWER SUPPLY CARRIER | J | 1075
EDINFB918A2H | 9189-CA-PC | 9189-CA-PC | RED FBUS POWER SUPPLY CARRIER | J | 1075
EDINFB918A2H | 9189-CA-PS | 9189-CA-PS | REDUNDANT FIELDBUS POWER SUPPLY CARRIER | J | 1075
EDINFB918P8H | 9188-21-PC | 9188-21-PC | Yokogawa Red fieldbus power supply | J | 3057
EDINFB918P8H | 9188-21-PS | 9188-21-PS | Yokogawa Red fieldbus power supply | J | 3057
EDINFB918P8H | 9189-21-PC | 9189-21-PC | Redundant fieldbus power supply | J | 3057
EDINFB918P8H | 9189-21-PS | 9189-21-PS | Redundant fieldbus power supply | J | 3057
EDINFB918P8H | 9188-41-PC | 9188-41-PC | Yokogawa Red fieldbus power supply | J | 3760
EDINFB918P8H | 9188-41-PS | 9188-41-PS | Yokogawa Red fieldbus power supply | J | 3760
EDINFB918P8H | 9189-41-PC | 9189-41-PC | Redundant fieldbus power supply | J | 3760
EDINFB918P8H | 9189-41-PS | 9189-41-PS | Redundant fieldbus power supply | J | 3760
EDINFB918P8H | 9188-61-PC | 9188-61-PC | Yokogawa Red fieldbus power supply | J | 4463
EDINFB918P8H | 9188-61-PS | 9188-61-PS | Yokogawa Red fieldbus power supply | J | 4463
EDINFB918P8H | 9189-61-PC | 9189-61-PC | Red fieldbus power supply | J | 4463
EDINFB918P8H | 9189-61-PS | 9189-61-PS | Red fieldbus power supply | J | 4463
EDINFB918P8H | 9188-91-PC | 9188-91-PC | Yokogawa Red fieldbus power supply | J | 6110
EDINFB918P8H | 9188-91-PS | 9188-91-PS | Yokogawa Red fieldbus power supply | J | 6110
EDINFB918P8H | 9189-91-PC | 9189-91-PC | Red fieldbus power supply | J | 6110
EDINFB918P8H | 9189-91-PS | 9189-91-PS | Red fieldbus power supply | J | 6110
EDINFB918P8H | 9188-22-PC | 9188-22-PC | YOKOGAWA REDNT. FIELDBUS POWER SUPPLY | J | 3057
EDINFB918P8H | 9188-22-PS | 9188-22-PS | YOKOGAWA REDNT. FIELDBUS POWER SUPPLY | J | 3057
EDINFB918P8H | 9189-22-PC | 9189-22-PC | REDNT. FIELDBUS POWER SUPPLY | J | 3057
EDINFB918P8H | 9189-22-PS | 9189-22-PS | REDNT. FIELDBUS POWER SUPPLY | J | 3057
EDINFB918P8H | 9188-42-PC | 9188-42-PC | YOKOGAWA REDNT. FIELDBUS POWER SUPPLY | J | 3760
EDINFB918P8H | 9188-42-PS | 9188-42-PS | YOKOGAWA REDNT. FIELDBUS POWER SUPPLY | J | 3760
EDINFB918P8H | 9189-42-PC | 9189-42-PC | REDNT. FIELDBUS POWER SUPPLY | J | 3760
EDINFB918P8H | 9189-42-PS | 9189-42-PS | REDNT. FIELDBUS POWER SUPPLY | J | 3760
EDINFB918P8H | 9188-62-PC | 9188-62-PC | REDNT. FIELDBUS POWER SUPPLY YOKOGAWA | J | 4463
EDINFB918P8H | 9188-62-PS | 9188-62-PS | REDNT. FIELDBUS POWER SUPPLY YOKOGAWA | J | 4463
EDINFB918P8H | 9189-62-PC | 9189-62-PC | REDNT. FIELDBUS POWER SUPPLY | J | 4463
EDINFB918P8H | 9189-62-PS | 9189-62-PS | REDNT. FIELDBUS POWER SUPPLY | J | 4463
EDINFB918P8H | 9188-92-PC | 9188-92-PC | YOKOGAWA REDNT. FIELDBUS POWER SUPPLY | J | 6110
EDINFB918P8H | 9188-92-PS | 9188-92-PS | YOKOGAWA REDNT. FIELDBUS POWER SUPPLY | J | 6110
EDINFB918P8H | 9189-92-PC | 9189-92-PC | REDNT. FIELDBUS POWER SUPPLY | J | 6110
EDINFB918P8H | 9189-92-PS | 9189-92-PS | REDNT. FIELDBUS POWER SUPPLY | J | 6110
EDINFB918A2H | 9181-CA-PC-CC | 9181-CA-PC-CC | SE Redundant Fieldbus PSU Carrier Coated | J | 1139
EDINFB918A2H | 9181-CA-PS-CC | 9181-CA-PS-CC | SE Redundant Fieldbus PSU Carrier Coated | J | 1139
EDINFB918P8H | 9181-21-PC-CC | 9181-21-PC-CC | SE Redundant Fieldbus PSU CON Coated | J | 3174
EDINFB918P8H | 9181-21-PS-CC | 9181-21-PS-CC | SE Redundant Fieldbus PSU CON Coated | J | 3174
EDINFB918P8H | 9181-41-PC-CC | 9181-41-PC-CC | SE Redundant Fieldbus PSU CON Coated | J | 3901
EDINFB918P8H | 9181-41-PS-CC | 9181-41-PS-CC | SE Redundant Fieldbus PSU CON Coated | J | 3901
EDINFB918P8H | 9181-61-PC-CC | 9181-61-PC-CC | SE Redundant Fieldbus PSU CON Coated | J | 4624
EDINFB918P8H | 9181-61-PS-CC | 9181-61-PS-CC | SE Redundant Fieldbus PSU CON Coated | J | 4624
EDINFB918P8H | 9181-91-PC-CC | 9181-91-PC-CC | SE Redundant Fieldbus PSU CON Coated | J | 6314
EDINFB918P8H | 9181-91-PS-CC | 9181-91-PS-CC | SE Redundant Fieldbus PSU CON Coated | J | 6314
EDINFB918P8H | 9181-22-PC-CC | 9181-22-PC-CC | SE Redundant Fieldbus PSU CON Coated | J | 3174
EDINFB918P8H | 9181-22-PS-CC | 9181-22-PS-CC | SE Redundant Fieldbus PSU CON Coated | J | 3174
EDINFB918P8H | 9181-42-PC-CC | 9181-42-PC-CC | SE Redundant Fieldbus PSU CON Coated | J | 3901
EDINFB918P8H | 9181-42-PS-CC | 9181-42-PS-CC | SE Redundant Fieldbus PSU CON Coated | J | 3901
EDINFB918P8H | 9181-62-PC-CC | 9181-62-PC-CC | SE Redundant Fieldbus PSU CON Coated | J | 4624
EDINFB918P8H | 9181-62-PS-CC | 9181-62-PS-CC | SE Redundant Fieldbus PSU CON Coated | J | 4624
EDINFB918P8H | 9181-92-PC-CC | 9181-92-PC-CC | SE Redundant Fieldbus PSU CON Coated | J | 6314
EDINFB918P8H | 9181-92-PS-CC | 9181-92-PS-CC | SE Redundant Fieldbus PSU CON Coated | J | 6314
EDINFB918A2H | 9188-CA-PC-CC | 9188-CA-PC-CC | YOKOGAWA REDNT FBUS CARRIER CONF COAT | J | 1139
EDINFB918A2H | 9188-CA-PS-CC | 9188-CA-PS-CC | YOKOGAWA REDNT FBUS CARRIER CONF COAT | J | 1139
EDINFB918A2H | 9189-CA-PC-CC | 9189-CA-PC-CC | RED FB Power Supply Carrier CONF COAT | J | 1197
EDINFB918A2H | 9189-CA-PS-CC | 9189-CA-PS-CC | RED FB Power Supply Carrier CONF COAT | J | 1197
EDINFB918P8H | 9188-21-PC-CC | 9188-21-PC-CC | YOKOGAWA REDNT FBUS PWR SUPPLY CONF COAT | J | 3195
EDINFB918P8H | 9188-21-PS-CC | 9188-21-PS-CC | YOKOGAWA REDNT FBUS PWR SUPPLY CONF COAT | J | 3195
EDINFB918P8H | 9189-21-PC-CC | 9189-21-PC-CC | REDUNDANT FIELDBUS PWR SUPPLY CONF COAT | J | 3217
EDINFB918P8H | 9189-21-PS-CC | 9189-21-PS-CC | REDUNDANT FIELDBUS PWR SUPPLY CONF COAT | J | 3217
EDINFB918P8H | 9188-41-PC-CC | 9188-41-PC-CC | YOKOGAWA REDNT FBUS PWR SUPPLY CONF COAT | J | 3964
EDINFB918P8H | 9188-41-PS-CC | 9188-41-PS-CC | YOKOGAWA REDNT FBUS PWR SUPPLY CONF COAT | J | 3964
EDINFB918P8H | 9189-41-PC-CC | 9189-41-PC-CC | REDUNDANT FIELDBUS PWR SUPPLY CONF COAT | J | 3877
EDINFB918P8H | 9189-41-PS-CC | 9189-41-PS-CC | REDUNDANT FIELDBUS PWR SUPPLY CONF COAT | J | 3877
EDINFB918P8H | 9188-61-PC-CC | 9188-61-PC-CC | YOKOGAWA REDNT FBUS PWR SUPPLY CONF COAT | J | 4601
EDINFB918P8H | 9188-61-PS-CC | 9188-61-PS-CC | YOKOGAWA REDNT FBUS PWR SUPPLY CONF COAT | J | 4601
EDINFB918P8H | 9189-61-PC-CC | 9189-61-PC-CC | REDUNDANT FIELDBUS PWR SUPPLY CONF COAT | J | 4624
EDINFB918P8H | 9189-61-PS-CC | 9189-61-PS-CC | REDUNDANT FIELDBUS PWR SUPPLY CONF COAT | J | 4624
EDINFB918P8H | 9188-91-PC-CC | 9188-91-PC-CC | YOKOGAWA REDNT FBUS PWR SUPPLY CONF COAT | J | 6314
EDINFB918P8H | 9188-91-PS-CC | 9188-91-PS-CC | YOKOGAWA REDNT FBUS PWR SUPPLY CONF COAT | J | 6314
EDINFB918P8H | 9189-91-PC-CC | 9189-91-PC-CC | REDUNDANT FIELDBUS PWR SUPPLY CONF COAT | J | 6175
EDINFB918P8H | 9189-91-PS-CC | 9189-91-PS-CC | REDUNDANT FIELDBUS PWR SUPPLY CONF COAT | J | 6175
EDINFB918P8H | 9188-22-PC-CC | 9188-22-PC-CC | YOKOGAWA REDNT FBUS PWR SUPPLY CONF COAT | J | 3174
EDINFB918P8H | 9188-22-PS-CC | 9188-22-PS-CC | YOKOGAWA REDNT FBUS PWR SUPPLY CONF COAT | J | 3174
EDINFB918P8H | 9189-22-PC-CC | 9189-22-PC-CC | REDUNDANT FIELDBUS PWR SUPPLY CONF COAT | J | 3195
EDINFB918P8H | 9189-22-PS-CC | 9189-22-PS-CC | REDUNDANT FIELDBUS PWR SUPPLY CONF COAT | J | 3195
EDINFB918P8H | 9188-42-PC-CC | 9188-42-PC-CC | YOKOGAWA REDNT FBUS PWR SUPPLY CONF COAT | J | 3924
EDINFB918P8H | 9188-42-PS-CC | 9188-42-PS-CC | YOKOGAWA REDNT FBUS PWR SUPPLY CONF COAT | J | 3924
EDINFB918P8H | 9189-42-PC-CC | 9189-42-PC-CC | REDUNDANT FIELDBUS PWR SUPPLY CONF COAT | J | 3964
EDINFB918P8H | 9189-42-PS-CC | 9189-42-PS-CC | REDUNDANT FIELDBUS PWR SUPPLY CONF COAT | J | 3964
EDINFB918P8H | 9188-62-PC-CC | 9188-62-PC-CC | REDNT FBUS PWR SUPPLY YOKOGAWA CONF COAT | J | 4580
EDINFB918P8H | 9188-62-PS-CC | 9188-62-PS-CC | REDNT FBUS PWR SUPPLY YOKOGAWA CONF COAT | J | 4580
EDINFB918P8H | 9189-62-PC-CC | 9189-62-PC-CC | REDUNDANT FIELDBUS PWR SUPPLY CONF COAT | J | 4601
EDINFB918P8H | 9189-62-PS-CC | 9189-62-PS-CC | REDUNDANT FIELDBUS PWR SUPPLY CONF COAT | J | 4601
EDINFB918P8H | 9188-92-PC-CC | 9188-92-PC-CC | YOKOGAWA REDNT FBUS PWR SUPPLY CONF COAT | J | 6273
EDINFB918P8H | 9188-92-PS-CC | 9188-92-PS-CC | YOKOGAWA REDNT FBUS PWR SUPPLY CONF COAT | J | 6273
EDINFB918P8H | 9189-92-PC-CC | 9189-92-PC-CC | REDUNDANT FIELDBUS PWR SUPPLY CONF COAT | J | 6314
EDINFB918P8H | 9189-92-PS-CC | 9189-92-PS-CC | REDUNDANT FIELDBUS PWR SUPPLY CONF COAT | J | 6314
EDINFB918A2H | 9180-BAR | 9180-BAR | 9180 Grounding Bar | J | 234
EDINFB937P1F | 9372-FB-PS-SS | 9372-FB-PS-SS | FB BARRIER REDNT 5-SP SCR TERM SS | J | 6286
EDINFB937P1F | 9372-FB-PC-SS | 9372-FB-PC-SS | FB BARRIER REDNT 5-SP SPR TERM SS | J | 6334
EDINFB937P1F | 9372-FB-PS-PP | 9372-FB-PS-PP | F BUS BAR'R REDNT 5-SP SCR TERM GRP | J | 5939
EDINFB937P1F | 9372-FB-PC-PP | 9372-FB-PC-PP | FBUS BAR'R REDNT 5-SP SPR CLMP GRP | J | 5986
EDINFB937P1F | 9375-FB-PS-SS | 9375-FB-PS-SS | FB BARRIER REDNT READY SCR TERM SS | J | 4522
EDINFB937P1F | 9375-FB-PC-SS | 9375-FB-PC-SS | FB BARRIER REDNT READY SPR TERM SS | J | 4578
EDINFB937P1F | 9375-FB-PS-PP | 9375-FB-PS-PP | FBUS BAR'R REDNT READY SCR TERM GRP | J | 4093
EDINFB937P1F | 9375-FB-PC-PP | 9375-FB-PC-PP | FBUS BAR'R REDNT READY SPR CLMP GRP | J | 4143
EDINFB937P0F | 9371-FB2-PS-SS | 9371-FB2-PS-SS | MTL Fbus Barrier 6-Sp Scr St Stl | J | 2766
EDINFB937P0F | 9371-FB2-PC-SS | 9371-FB2-PC-SS | MTL Fbus Barrier 6-Sp SprClmp St Stl | J | 2817
EDINFB937P0F | 9371-FB2-PS-PP | 9371-FB2-PS-PP | FIELDBUS BARRIER 6-SP SCR CLMP GRP | J | 2156
EDINFB937P0F | 9371-FB2-PC-PP | 9371-FB2-PC-PP | FIELDBUS BARRIER 6-SP SPR CLMP GRP | J | 2207
EDINFB937P1L | 9373-FB2-PS-SS | 9373-FB2-PS-SS | MTL FBB 12-SP SCR ST STL | J | 5563
EDINFB937P1L | 9373-FB2-PC-SS | 9373-FB2-PC-SS | MTL Fbus Barrier 12-Sp SprClmp St Stl | J | 5639
EDINFB937P1L | 9373-FB2-PS-PP | 9373-FB2-PS-PP | FIELDBUS BARRIER 12-SP SCR TERM GRP | J | 4245
EDINFB937P1L | 9373-FB2-PC-PP | 9373-FB2-PC-PP | FIELDBUS BARRIER 12-SP SPR CLMP GRP | J | 4324
EDINFB937P1L | 9374-FB2-PS-SS | 9374-FB2-PS-SS | MTL FBB 12-SP SCR ST STL | J | 4011
EDINFB937P1L | 9374-FB2-PC-SS | 9374-FB2-PC-SS | MTL FBB 12-SP SCR ST STL | J | 4089
EDINFB937P1L | 9374-FB2-PS-PP | 9374-FB2-PS-PP | FBUS BARRIER 12-SP SCR TERM GRP 6-SP FIT | J | 2730
EDINFB937P1L | 9374-FB2-PC-PP | 9374-FB2-PC-PP | FBUS BARRIER 12-SP SPR CLMP GRP 6-SP FIT | J | 2811
EDINFB937P1L | 9373-FB3-CA11-ANWN | 9373-FB3-CA11-ANWN | MTL Fbus Barrier 12-Sp SprClmp St Stl | J | 3734
EDINFB931P10 | 9377-FB3-PS | 9377-FB3-PS | MTL Fbus Barrier Module 12-Spur Scr Term | J | 2090
EDINFB931P10 | 9377-FB3-PC | 9377-FB3-PC | MTL Fbus Barrier Module 12-Spur Spr Clmp | J | 2090
EDINFB931P10 | 9377-FB-R | 9377-FB-R | FIELDBUS BARRIER MODULE 6-SPUR | J | 1808
EDINFB937A57 | 9376-SP | 9376-SP | TRUNK SURGE PROTECTION UNIT | J | 314
EDINFB937A57 | 9378-FT | 9378-FT | FIELDBUS TERMINATOR PLUGGABLE | J | 143
EDINFB937A57 | 9379-ALM | 9379-ALM | FIELDBUS ALARM MODULE | J | 1580
EDINFB937A57 | F93-XE | F93-XE | FIELDBUS TERMINATOR EX ME | J | 74
EDINFB937P1F | 9387-FB-PS-R | 9387-FB-PS-R | FBUS BAR'R REDNT BASEPLATE SCREW TERM | J | 5461
EDINFB937P1F | 9387-FB-PC-R | 9387-FB-PC-R | FBUS BAR'R REDNT BASEPLATE SPRING TERM | J | 5510
EDINFB937P0F | 9387-FB2-PS | 9387-FB2-PS | MTL Fbus Barrier 6-Sp Scr Open | J | 1772
EDINFB937P0F | 9387-FB2-PC | 9387-FB2-PC | MTL Fbus Barrier 6-Sp SprClmp Open | J | 1809
EDINFB937P1L | 9388-FB2-PS | 9388-FB2-PS | MTL Fbus Barrier 12-Sp Scr Open | J | 3460
EDINFB937P1L | 9388-FB2-PC | 9388-FB2-PC | MTL Fbus Barrier 12-Sp SprClmp Open | J | 3529
EDINFB937P1F | 9391-FB2-PS-SS | 9391-FB2-PS-SS | Fbus Barr Rednt 10/12-Sp Scr Term SS | J | 12291
EDINFB937P1F | 9391-FB2-PC-SS | 9391-FB2-PC-SS | Fbus Barr Rednt 10/12-Sp Spr Clp Term SS | J | 12391
EDINFB912A27 | 9321-SC | 9321-SC | FISCO SPUR CONNECTOR | M | 102
EDINFB912A27 | 9322-SC | 9322-SC | FISCO SPUR CONNECTOR | M | 102
EDINFB912A27 | 9323-SC | 9323-SC | Spur Connector - entity | M | 119
EDINFB933P11 | 848T-F-I5-S001-T1 | 848T-F-I5-S001-T1 | Fieldbus Temperature Multiplexer-FM IS D | J | 3473
EDINFB933P11 | 848T-F-IE-S001-T1 | 848T-F-IE-S001-T1 | Fieldbus Temperature Multiplexer-FM FISC | J | 3473
EDINFB933P11 | 848T-F-NK-S001-T1 | 848T-F-NK-S001-T1 | Fieldbus Temperature Multiplexer-FM Div | J | 3473
EDINFB933P11 | 848T-F-I6-S001-T1 | 848T-F-I6-S001-T1 | Fieldbus Temperature Multiplexer-CSA IS | J | 3473
EDINFB933P11 | 848T-F-IF-S001-T1 | 848T-F-IF-S001-T1 | Fieldbus Temperature Multiplexer-CSA FIS | J | 3473
EDINFB933P11 | 848T-F-N6-S001-T1 | 848T-F-N6-S001-T1 | Fieldbus Temperature Multiplexer-CSA Div | J | 3473
EDINFB933P11 | 848T-F-I1-S001-T1 | 848T-F-I1-S001-T1 | Fieldbus Temperature Multiplexer-ATEX IS | J | 3473
EDINFB933P11 | 848T-F-IA-S001-T1 | 848T-F-IA-S001-T1 | Fieldbus Temperature Multiplexer-ATEX FI | J | 3473
EDINFB933P11 | 848T-F-NC-S001-T1 | 848T-F-NC-S001-T1 | Fieldbus Temperature Multiplexer-ATEX Ex | J | 3473
EDINFB933P11 | 848T-F-NF-S001-T1 | 848T-F-NF-S001-T1 | #### OBSOLETE - NO NOT USE #### | J | 3473
EDINFB933P11 | 848T-F-I7-S001-T1 | 848T-F-I7-S001-T1 | Fieldbus Temperature Multiplexer-IECEx I | J | 3473
EDINFB933P11 | 848T-F-IG-S001-T1 | 848T-F-IG-S001-T1 | Fieldbus Temperature Multiplexer-IECEx F | J | 3473
EDINFB933P11 | 848T-F-NJ-S001-T1 | 848T-F-NJ-S001-T1 | Fieldbus Temperature Multiplexer-IECEx E | J | 3473
EDINFB933P11 | 848T-F-NA-S002-T1 | 848T-F-NA-S002-T1 | Fieldbus Temperature Multiplexer | J | 3473
EDINFBWC0E05 | FCS-1000-P20 | FCS-1000-P20 | Plastic M20 glands | F | 11
EDINFBWC0E05 | FCS-1000-C20 | FCS-1000-C20 | Nickel Plated Brass M20 gland | F | 11
EDINFBWC0E05 | FCS-1000-A20 | FCS-1000-A20 | M20 BRASS GLAND WIRE ARM. CAB. | F | 15
EDINFBWC0E05 | FCS-1000-S20 | FCS-1000-S20 | Stainless Steel M20 gland | F | 76
EDINFBWC0E05 | FCS-1000-R20 | FCS-1000-R20 | Armoured St Steel M20 gland | F | 121
EDINFBWC0E05 | FCS-1000-X20 | FCS-1000-X20 | M20 NICKEL PLT BRASS BLNK PLUG | F | 7
EDINFBWC0E05 | FCS-1000-Y20 | FCS-1000-Y20 | M20 PLASTIC BLANKING PLUG | F | 5
EDINFBWC0E05 | FCS-1000-Z20 | FCS-1000-Z20 | M20 Stainless Steel Blanking Plug | F | 32
EDINFBTSTA24 | FCS-LAB-IS-IS | FCS-LAB-IS-IS | JB HAZX AREA LABEL- PACK OF 10 | E | 27
EDINFBTSTA24 | FCS-LAB-NA-NA | FCS-LAB-NA-NA | JB HAZX AREA LABEL- PACK OF 10 | E | 25
EDINFBWC0E05 | FCS-9604-020 | FCS-9604-020 | Process JB St Stl 04 Spur 020 | TBC | 685
EDINFBWC0E05 | FCS-9604-A20 | FCS-9604-A20 | JB, ST STEEL, IS or Ex eb tb, 4 SPUR | F | 825
EDINFBWC0E05 | FCS-9604-R20 | FCS-9604-R20 | JB, ST STEEL, IS or Ex eb tb, 4 SPUR | F | 1563
EDINFBWC0E05 | FCS-9604-C20 | FCS-9604-C20 | JB, ST STEEL, IS or Ex eb tb, 4 SPUR | F | 779
EDINFBWC0E05 | FCS-9604-S20 | FCS-9604-S20 | JB, ST STEEL, IS or Ex eb tb, 4 SPUR | F | 1309
EDINFBWC0E05 | FCS-9604-X20 | FCS-9604-X20 | JB, ST STEEL, IS or Ex eb tb, 4 SPUR | F | 752
EDINFBWC0E05 | FCS-9608-020 | FCS-9608-020 | Process JB St Stl 8 Spur | F | 719
EDINFBWC0E05 | FCS-9608-A20 | FCS-9608-A20 | JB, ST STEEL, IS or Ex eb tb, 8 SPUR | F | 960
EDINFBWC0E05 | FCS-9608-R20 | FCS-9608-R20 | JB, ST STEEL, IS or Ex eb tb, 8 SPUR | F | 2288
EDINFBWC0E05 | FCS-9608-C20 | FCS-9608-C20 | JB, ST STEEL, IS or Ex eb tb, 8 SPUR | F | 925
EDINFBWC0E05 | FCS-9608-S20 | FCS-9608-S20 | JB, ST STEEL, IS or Ex eb tb, 8 SPUR | F | 1718
EDINFBWC0E05 | FCS-9608-X20 | FCS-9608-X20 | JB, ST STEEL, IS or Ex eb tb, 8 SPUR | F | 834
EDINFBWC0E05 | FCS-9612-020 | FCS-9612-020 | Process JB St Stl 12 Spur | F | 788
EDINFBWC0E05 | FCS-9612-A20 | FCS-9612-A20 | JB, ST STEEL, IS or Ex eb tb, 12 SPUR | F | 1092
EDINFBWC0E05 | FCS-9612-R20 | FCS-9612-R20 | SS Enclosure for MTL831C | F | 2647
EDINFBWC0E05 | FCS-9612-C20 | FCS-9612-C20 | SS Enclosure for MTL831C | F | 991
EDINFBWC0E05 | FCS-9612-S20 | FCS-9612-S20 | JB, ST STEEL, IS or Ex eb tb, 12 SPUR | F | 1974
EDINFBWC0E05 | FCS-9612-X20 | FCS-9612-X20 | JB, ST STEEL, IS or Ex eb tb, 12 SPUR | F | 957
EDINFBWC0E05 | FCS-9624-020 | FCS-9624-020 | Process JB St Stl 24 Spur 020 | F | 1057
EDINFBWC0E05 | FCS-9624-A20 | FCS-9624-A20 | JB, ST STEEL, IS or Ex eb tb, 24 SPUR | F | 1640
EDINFBWC0E05 | FCS-9624-R20 | FCS-9624-R20 | JB, ST STEEL, IS or Ex eb tb, 24 SPUR | F | 4604
EDINFBWC0E05 | FCS-9624-C20 | FCS-9624-C20 | JB, ST STEEL, IS or Ex eb tb, 24 SPUR | F | 1460
EDINFBWC0E05 | FCS-9624-S20 | FCS-9624-S20 | JB, ST STEEL, IS or Ex eb tb, 24 SPUR | F | 3302
EDINFBWC0E05 | FCS-9624-X20 | FCS-9624-X20 | JB, ST STEEL, IS or Ex eb tb, 24 SPUR | F | 1385
EDINFBWC0E05 | FCS-9642-020 | FCS-9642-020 | JB, ST STEEL, IS or Ex eb tb, | F | 845
EDINFBWC0E05 | FCS-9642-A20 | FCS-9642-A20 | JB, ST STEEL, IS or Ex eb tb, | F | 1148
EDINFBWC0E05 | FCS-9642-R20 | FCS-9642-R20 | JB, ST STEEL, IS or Ex eb tb, | F | 2703
EDINFBWC0E05 | FCS-9642-C20 | FCS-9642-C20 | JB, ST STEEL, IS or Ex eb tb, | F | 1048
EDINFBWC0E05 | FCS-9642-S20 | FCS-9642-S20 | JB, ST STEEL, IS or Ex eb tb, | F | 2029
EDINFBWC0E05 | FCS-9642-X20 | FCS-9642-X20 | JB, ST STEEL, IS or Ex eb tb, | F | 1013
EDINFBWC0E05 | FCS-9616-020 | FCS-9616-020 | SS Enclosure for MTL831C | F | 901
EDINFBWC0E05 | FCS-9616-A20 | FCS-9616-A20 | SS Enclosure for MTL831C | F | 1368
EDINFBWC0E05 | FCS-9616-R20 | FCS-9616-R20 | SS Enclosure for MTL831C | F | 3628
EDINFBWC0E05 | FCS-9616-C20 | FCS-9616-C20 | SS Enclosure for MTL831C | F | 1226
EDINFBWC0E05 | FCS-9616-S20 | FCS-9616-S20 | SS Enclosure for MTL831C | F | 2639
EDINFBWC0E05 | FCS-9616-X20 | FCS-9616-X20 | SS Enclosure for MTL831C | F | 1171
EDINFBWC0E05 | FCS-9632-020 | FCS-9632-020 | SS Enclosure for 2xMTL831C | F | 1204
EDINFBWC0E05 | FCS-9632-A20 | FCS-9632-A20 | SS Enclosure for 2xMTL831C | F | 1819
EDINFBWC0E05 | FCS-9632-R20 | FCS-9632-R20 | SS Enclosure for 2xMTL831C | F | 4825
EDINFBWC0E05 | FCS-9632-C20 | FCS-9632-C20 | SS Enclosure for 2xMTL831C | F | 1631
EDINFBWC0E05 | FCS-9632-S20 | FCS-9632-S20 | SS Enclosure for 2xMTL831C | F | 3509
EDINFBWC0E05 | FCS-9632-X20 | FCS-9632-X20 | SS Enclosure for 2xMTL831C | F | 1558
EDINNSTOFP18 | 9202-ETS | 9202-ETS | MTL Tofino Ind Ethernet Security (NLR) | I | POA
EDINNSTOFP18 | 9202-ETS-CC | 9202-ETS-CC | MTL Tofino SA (Con Coatd) # NLR Export # | I | POA
EDINNSTOFP18 | 9202-ETS-SC-SC | 9202-ETS-SC-SC | MTL Tofino SA Sgl Fibre & Copper (NLR Ex | I | POA
EDINNSTOFP18 | 9202-ETS-MC-SC | 9202-ETS-MC-SC | MTL Tofino SA Multi-Fibre & Copper (NLR) | I | POA
EDINNSTOFP18 | 9202-ETS-MM-SC | 9202-ETS-MM-SC | MTL Tofino SA Multi-M Fibre only (NLR) | I | POA
EDINNSTOFA33 | 9522-EIP | 9522-EIP | MTL Tofino Ethernet IP Enforcer LSM | I | POA
EDINNSTOFA33 | 9522-MBT | 9522-MBT | MTL Tofino Modbus TCP Enforcer LSM | I | POA
EDINNSTOFA33 | 9522-NET | 9522-NET | Tofino NetConnect EnfLSM (part of 9202) | I | POA
EDINNSTOFA33 | 9522-OPC | 9522-OPC | MTL Tofino OPC Enforcer LSM | I | POA
EDINNSTOFA33 | 9522-DNP3 | 9522-DNP3 | MTL Tofino DNP3 Enforcer LSM | I | POA
EDINNSTOFA33 | 9522-IEC104 | 9522-IEC104 | MTL Tofino IEC 104 Enforcer LSM | I | POA
EDINNSTOFA33 | 9522-GOOSE | 9522-GOOSE | MTL Tofino IEC 61850 GOOSE Enforcer LSM | I | POA
EDAPCSDCSC07 | AXFE-1314-05N3 | AXFE-1314-05N3 | SFP-100FX5-IT TRANSCEIVER MULTIMODE | TBC | 219
EDAPCSDCSC07 | AXFE-1314-0553 | AXFE-1314-0553 | SFP-100LX-IT TRANSCEIVER SINGLEMODE | TBC | 313
EDAPCSDCSC07 | AXFE-1314-05D3 | AXFE-1314-05D3 | SFP-100EX60-IT TRANSCEIVER SINGLEMODE | TBC | 383
EDAPCSDCSC07 | AXGE-5854-0513 | AXGE-5854-0513 | SFP-1000SX-IT GIGABIT TRANS. MULTIMODE | TBC | 298
EDAPCSDCSC07 | AXGE-1354-0521 | AXGE-1354-0521 | SFP-1000SX2 GIGABIT TRANS. MULTIMODE | TBC | 692
EDAPCSDCSC07 | AXGE-1354-0533 | AXGE-1354-0533 | SFP-1000LX-IT GIGABIT TRANS. SINGLEMODE | TBC | 502
EDAPCSDCSC07 | AXGE-3354-0593 | AXGE-3354-0593 | SFP-1000LHX-IT GIGABIT TRAN. SINGLEMODE | TBC | 692
EDINIE920A58 | AXGE-3554-05D3 | AXGE-3554-05D3 | SFP-1000XD-IT GIGABIT TRANS. SINGLEMODE | M | 2241
EDINIE920A58 | AXGE-3554-05C3 | AXGE-3554-05C3 | SFP-1000ZX-IT GIGABIT TRANS. SINGLEMODE | M | 2407
EDINIE92CPD2 | A111 | A111 | Ethernet-APL Adapter | F | 823
EDINIE92CPD2 | A112 | A112 | USB to Ethernet-APL Adapter | F | 823
EDINIE946A21 | ANT94 | ANT94 | Omni-directional antenna | D | 200
EDINIE946A21 | ANTSMA94 | ANTSMA94 | Omni-directional 2.4Ghz antenna | D | 200
EDINIE946A21 | CSL-RG316-TNC-1000 | CSL-RG316-TNC-1000 | Co-ax cable TNC-TNC bulkhead | D | 164
EDINIE946A21 | CSL-RG316-SMA-1000 | CSL-RG316-SMA-1000 | Co-ax cable SMA-SMA bulkhead | D | 164
EDINIE946A21 | RG316-TNC-SMA-1000 | RG316-TNC-SMA-1001 | 1000mm RG316 Cable TNC to SMA Connector | D | 164
EDINIE946P02 | 9471-ETG | 9471-ETG | IS Gigabit S2E Gateway | D | 4012
EDINIE946P02 | 9475-ETG | 9475-ETG | IS Gigabit Media Converter | D | 4570
EDINIE946P02 | 9475-ET | 9475-ET | POE 10/100 IS Ethernet Media Converter | D | 4572
EDINIE946P02 | 9476-ET2G | 9476-ET2G | IS Ethernet Switch 2 GB Ports | D | 4570
EDINIE946P02 | 9476-ETG | 9476-ETG | IS Ethernet Switch all GB Ports | D | 4871
EDINIE946P02 | 9478-ETG | 9478-ETG | IS Ethernet Isolator 3 gb Ports | D | 4074
EDINIE946P02 | 9478-ETX | 9478-ETXG | IS Ethernet Isolator 100mb | D | 4214
EDINIE946P02 | 9478-ETXG | 9478-ETXG | IS Ethernet Isolator 2 gb Ports | D | 4214
EDINIE946P02 | 9479-ETG-CSL | 9479-ETG-CSL | IS Gigabit Ethernet Wireless AP | D | 4887
EDINIE949P03 | 9491-PS-PLUS | 9491-PS-PLUS | 12V DC intrinsically safe power supply | F | 862
EDINIE949P03 | 9492-PS-PLUS | 9492-PS-PLUS | 12V DC intrinsically safe power supply | F | 884
EDINIE949P03 | 9493-PS-C5 | 9493-PS-C5 | IS power supply Uo 5.4V | F | 815
EDINIE949P03 | 9493-PS-B5 | 9493-PS-B5 | IS power supply Uo 5.4V | F | 884
EDINIE949P03 | 9493-PS-C6 | 9493-PS-C6 | IS power supply Uo 7V | F | 884
EDINIE949P03 | 9493-PS-C9 | 9493-PS-C9 | IS power supply Uo 10V | F | 815
EDINIE949P03 | 9493-PS-C11 | 9493-PS-C11 | IS power supply Uo 12V | F | 815
EDINIE949P03 | 9493-PS-C12 | 9493-PS-C12 | IS power supply Uo 13V | F | 884
EDINIE949P03 | 9493-PS-C14 | 9493-PS-C14 | IS power supply Uo 15V | F | 815
EDINIE949P03 | 9493-PS-B14 | 9493-PS-B14 | IS power supply Uo 15V | F | 884
EDINIE949P03 | 9493-PS-C17 | 9493-PS-C17 | IS power supply Uo 18V | F | 884
EDINIE949P03 | 9493-PS-B17 | 9493-PS-B17 | IS power supply Uo 18V | F | 884
0 | 9493-PS-xxx | 9493-PS-xxx | IS power supply - custom version MoQ | TBC | POA
EDINIE945PD2 | 9459-ETPLUS-SS | 9459-ETPLUS-SS | MTL IS IP-Camera (with WiFi) – Stainless | H | 7615
EDINIE945PD2 | 9459-ETPLUS-CSL | 9459-ETPLUS-CSL | CSL IS IP-Camera (with WiFi) – SS | H | 7799
EDINIE945PD2 | 9459-ETMK3-CSL | 9459-ETMK3-CSL | RugiCAM-IP MK3 Camera M12 (Note in MM03 | H | 8062
EDINIE945PD2 | 9459-ETMK3-SKK | 9459-ETMK3-SKK | RugiCAM-IP MK3 Camera SKK (Note in MM03 | H | 8062
EDINIE946A21 | 9409-ET5 | 9409-ET5 | MTL Camera Ethernet CAT7 Cable 5m | D | 160
EDINIE946A21 | 9409-ET10 | 9409-ET10 | MTL Camera Ethernet CAT7 Cable 10m | D | 277
EDINIE946A21 | 9409-ET10-MF | 9409-ET10-MF | 10m M12M to M12F Camera Cable | D | 329
EDINIE946A21 | 9409-ET20 | 9409-ET20 | MTL Camera Ethernet CAT6a Cable 20m | D | 731
EDINIE946A21 | 9409-ET5-2 | 9409-ET5-2 | 5m M12 to M12 Camera Cable | D | 140
EDINIE946A21 | 9409-ET10-2 | 9409-ET10-2 | 10m M12 to M12 Camera Cable | D | 284
EDINIE946A21 | 9409-ET20-2 | 9409-ET20-2 | 20m M12 to M12 Camera Cable | D | 517
EDINIE946A21 | 9409-ET40-2 | 9409-ET40-2 | 40m M12 to M12 Camera Cable | D | 843
EDINIE946A21 | 9409-PWR5 | 9409-PWR5 | MTL Camera/LED Power Cable 5m | D | 78
EDINIE946A21 | 9409-PWR10 | 9409-PWR10 | MTL CAMERA/LED POWER CABLE 10M | D | 121
EDINIE946A21 | 9409-PWR20 | 9409-PWR20 | MTL Camera/LED Power Cable 20m | D | 207
EDINIE946A21 | 9409-LED | 9409-LED | MTL Camera Link Cable 0.6m | D | 51
EDINIE946A21 | RUG000010CG | RUG000010CG | RugiCAM-IP Toughened Glass Window | D | 65
EDINIE946A21 | RUG000019CS | RUG000019CS | RugiCAM-IP Coated Steel Window Bezel | D | 310
EDINIE946A21 | RUG000040PP | RUG000040PP | RugiCAM-IP O-Ring (Window) | D | 12
EDINIE946A21 | RUG000041PP | RUG000041PP | RUG000041PP | D | 12
EDINIE946A21 | RUG000045SS | RUG000045SS | RugiCAM-IP Stainless Steel Bracket | D | 232
EDINIE946A21 | RUG000051SS | RUG000051SS | RugiCAM-IP Bracket Screws (Pack 50x) | D | 19
EDINIE946A21 | RUG000052SS | RUG000052SS | RugiCAM-IP Bezel Screws (Pack 50x) | D | 19
EDINIE946A21 | RUG000053SS | RUG000053SS | Lid Screws (Pack of 500pcs) | D | 208
EDINIE946A21 | M12-FLEX-FE | M12-FLEX-FE | M12 X-Code Connector Flex | D | 286
EDINIE946A21 | ANT94RA | ANT94RA | MTL Right Angled Stubby Antenna | D | 250
EDINIE949P03 | 9661-ETW | 9661-ETW | MTL IS Serial Comm Gateway Wireless | F | 2458
EDINIE946P02 | 9474-ET | 9474-ET | MTL IS Ethernet Barrier | D | 1128
EDINIE946P02 | 9474-ETG | 9474-ETG | MTL Gigabit IS Ethernet Barrier | D | 1691
EDINIE946P02 | BxLAN-OEM | BxLAN-OEM | MTL IS Ethernet Barrier (OEM PCB Type) | D | 636
EDINFBDISP12 | BA392D | BA392D | BEKA pipe mounting kit - D type | D | 65
EDINFBDISP12 | BA393 | BA393 | Beka Pipe Mounting Kit | D | 102
EDINFBF80A36 | F800-BLK | F800-BLK | FIELDBUS BLANKING MODULE | M | 231
EMPQDTOTHETSUMFIND | NFI-U05 | NFI-U05 | 5P INDUST FST ETHNT,DIN&WALL | TBC | 152
EMPQDTOTHETSUMFIND | NFI-U05A | NFI-U05A | 5P INDST FST QOS ETHT,DIN,WALL | TBC | 181
EMPQDTOTHETSUMFIND | NFI-U08-1 | NFI-U08-1 | 8P INDUST FST ETHNT,DIN&WALL | TBC | 164
EMPQDTOTHETSUMFIND | NFI-U08-2 | NFI-U08-2 | 8P UNMNG INDUST FST ETHNT, DIN | TBC | 190
EMPQDTOTHETSUMFIND | NFI-U08-2A | NFI-U08-2A | 8P INDST FST EIP QOS ETHT, DIN | TBC | 227
EMPQDTOTHETSMNGIND | NGI-M04C2 | NGI-M04C2 | 4P MNG INDTL GIG ETHNT, DIN | TBC | 506
EMPQDTOTHETSMNGIND | NGI-M05-C1 | NGI-M05-C1 | 5P MNG INDTL GIG ETHNT, DIN | TBC | 473
EMPQDTOTHETSMNGIND | NGI-M08C2 | NGI-M08C2 | 8P MNG INDTL GIG ETHNT, DIN | TBC | 675
EMPQDTOTHETSMNGIND | NGI-M08C4-L2 | NGI-M08C4-L2 | 8P MNG IND GIG L2 ETHTSW, DIN | TBC | 1096
EMPQDTOTHETSMNGIND | NGI-M08C4POE8-2 | NGI-M08C4POE8-2 | 8P MNG INDT GIG POE SWITCH,DIN | TBC | 1349
EMPQDTOTHETSMNGIND | NGI-M08POE8-L2 | NGI-M08POE8-L2 | 8P MNG INDT GIG POE L2 SWI,DIN | TBC | 1271
EMPQDTOTHETSSMGIND | NGI-S04C2 | NGI-S04C2 | 4P SMT HARDN GIG ETHNT SW, DIN | TBC | 428
EMPQDTOTHETSSMGIND | NGI-S05C2POE4 | NGI-S05C2POE4 | 5P SMT HARDN GIG POE SWTCH,DIN | TBC | 704
EMPQDTOTHETSSMGIND | NGI-S08C2POE8 | NGI-S08C2POE8 | 8P SMT HARDN GIG POE SWIT, DIN | TBC | 984
EMPQDTOTHETSSMGIND | NGI-S16 | NGI-S16 | 16P SMART HRDND GIG ETHT SWTCH | TBC | 805
EMPQDTOTHETSUMGIND | NGI-U05C2POE4 | NGI-U05C2POE4 | 5P UNMNG INDS GIG POE SWT 2SFP | TBC | 698
EMPQDTOTHETSUMGIND | NGI-U05E | NGI-U05E | 5P UNMNG INDS GIG POE SWT 2SFP | TBC | 259
EMPQDTOTHETSUMGIND | NGI-U05POE4 | NGI-U05POE4 | 5P UNMNG INDS GIG POE SWTCH | TBC | 618
EMPQDTOTHETSUMGIND | NGI-U08 | NGI-U08 | 8P UNMNG INDS GIG POE SWT,DIN | TBC | 333
EMPQDTOTHETSUMGIND | NGI-U08A | NGI-U08A | 8P UNMNG INDS EIP QOS SWTC,DIN | TBC | 378
EMPQDTOTHETSUMGIND | NGI-U08C2 | NGI-U08C2 | 8P UNMNG INDS GIG POE SWT 2SFP | TBC | 529
EMPQDTOTHETSUMGIND | NGI-U08C2POE8 | NGI-U08C2POE8 | 8P UNMGPLS HDN GIG POE SW 2SFP | TBC | 849
EMPQDTOTHETSUMGIND | NGI-U16 | NGI-U16 | 16P UNMNG INDS GIG ETHT SW,DIN | TBC | 653
EDISZB700A14 | mlIMT7000-10 | IMT7000-10 | MOUNTING ASSY | M | 97
EDISZB700A14 | mlIMT7000-30 | IMT7000-30 | MOUNTING ASSEMBLY | M | 103
EDISZB700A14 | mlIMT7000-4 | IMT7000-4 | MOUNTING ASSY | M | 84
EDISZB700A15 | TAG7000T | TAG7000T | TAGGING STRIP AND LABEL-METER | J | 75
EDISZB770A17 | MLETL7000 | ETL7000 | EARTH TERMINAL | H | 27
EDISZB770A17 | MLTHR7000 | THR7000 | DIN RAIL 1m PLATED | H | 58
EDSU | FS32-BAR | FS32-BAR | FS32 GROUND BAR 1off | M | 95
0 | mlrf51074 | RF51074 |  | TBC | POA
EDSUCORFSPB3 | mlrf51080A | RF51080A | HFR-REPLACEMENT GDT 90V | M | 15
0 | mlrf51080C | RF51080C |  | TBC | POA
0 | mlrf51080E | RF51080E |  | TBC | POA
0 | mlrf51080I | RF51080I |  | TBC | POA
EDSUCORFSPB3 | mlrf51081 | RF51081 | HF-12-N | M | 269
0 | mlrf91368 | RF91368 |  | TBC | POA
EDSU | SPCON01 | SPCON01 | CONNECTOR SCREW CLAMP | M | 15
EDSUACMASP83 | MA05/D/1 | MA05/D/1 | SURGE PROTECTOR 5 AMP MAINS DIN | M | 163
EDSUACMASP83 | MA05/D/2 | MA05/D/2 | SURGE PROTECTOR 5 AMP MAINS DIN | M | 163
EDSUACMASP83 | MA05/I/1 | MA05/I/1 | SURGE PROTECTOR 5 AMP MAINS IN-LINE | M | 209
EDSUACMASP83 | MA05/I/2 | MA05/I/2 | SURGE PROTECTOR 5 AMP MAINS IN-LINE | M | 209
EDSUACMASP83 | MA05/SC/1 | MA05/SC/1 | SURGE PROTECTOR 5 AMP MAINS FILTER-CAN | M | 160
EDSUACMASP83 | MA05/SC/2 | MA05/SC/2 | SURGE PROTECTOR 5 AMP MAINS FILTER-CAN | M | 151
EDSUACMASP83 | MA10/D/1 | MA10/D/1 | SURGE PROTECTOR 10 AMP MAINS DIN | M | 194
EDSUACMASP83 | MA10/D/2 | MA10/D/2 | SURGE PROTECTOR 10 AMP MAINS DIN | M | 194
EDSUACMASP83 | MA10/I/1 | MA10/I/1 | SURGE PROTECTOR 10 AMP MAINS IN-LINE | M | 218
EDSUACMASP83 | MA10/I/2 | MA10/I/2 | SURGE PROTECTOR 10 AMP MAINS IN-LINE | M | 229
EDSUACMASP83 | MA10/SC/1 | MA10/SC/1 | SURGE PROTECTOR 10 AMP MAINS FILTER-CAN | M | 185
EDSUACMASP83 | MA10/SC/2 | MA10/SC/2 | SURGE PROTECTOR 10 AMP MAINS FILTER-CAN | M | 185
EDSUACMASP89 | MLMA4020F-024-1DR | MLMA4020F-024-1DR | MA4020 24V POWER PROTECTION | M | 780
EDSUACMASP89 | MLMA4020F-048-1DR | MLMA4020F-048-1DR | MA4020 48V POWER PROTECTION | M | 780
EDSUACMASP89 | MLMA4020F-110-1DR | MLMA4020F-110-1DR | MA4020 110V POWER PROTECTION | M | 780
EDSUACMASP89 | MLMA4020F-230-1DR | MLMA4020F-230-1DR | MA4020 230V POWER PROTECTION | M | 780
EDSUACMASP89 | MC3125T1-440-1P | MC3125T1-440-1P | AC SPD 1P C1 440V 25kA | M | POA
EDSUACMASP89 | MC3125T1-440-2P | MC3125T1-440-2P | AC SPD 2P C1 440V 25kA | M | POA
EDSUACMASP89 | MC3125T1-440-3P | MC3125T1-440-3P | AC SPD 3P C1 440V 25kA | M | POA
EDSUACMASP89 | MC3125T1-440-4P | MC3125T1-440-4P | AC SPD 4P C1 440V 25kA | M | POA
EDSUACMASP89 | MC3140-690-4-R | MC3140-690-4-R | AC SPD 4P C2 690V 40kA | M | POA
EDSUACMASP89 | MC3140-690-3-R | MC3140-690-3-R | AC SPD 3P C2 690V 40kA | M | POA
EDSUACMASP89 | MC3140-385-4-0 | MC3140-385-4-0 | AC SPD 4P C2 385V 40kA Rmt Contact | M | POA
EDSUACMASP89 | MC3140-385-3-1 | MC3140-385-3-1 | AC SPD 4P C2 385V 40kA 1NPE Rmt Contact | M | POA
EDSUACMASP89 | MC3140-385-2-0 | MC3140-385-2-0 | AC SPD 2P C2 385V 40kA Rmt Contact | M | POA
EDSUACMASP89 | MC3140-385-1-1 | MC3140-385-1-1 | AC SPD 2P C2 385V 40kA 1NPE Rmt Contact | M | POA
EDSUACMASP89 | MC3140-275-4-0 | MC3140-275-4-0 | AC SPD 4P C2 275V 40kA Rmt Contact | M | POA
EDSUACMASP89 | MC3140-275-3-1 | MC3140-275-3-1 | AC SPD 4P C2 275V 40kA 1NPE Rmt Contact | M | POA
EDSUACMASP89 | MC3140-275-2-0 | MC3140-275-2-0 | AC SPD 2P C2 275V 40kA Rmt Contact | M | POA
EDSUACMASP89 | MC3140-275-1-1 | MC3140-275-1-1 | AC SPD 2P C2 275V 40kA 1NPE Rmt Contact | M | POA
EDSUACMASP89 | MC3150T1-385-1P | MC3150T1-385-1P | AC SPD 1P C1 385V 50kA | M | POA
EDSUACMASP89 | MC3150T1-385-2P | MC3150T1-385-2P | AC SPD 2P C1 385V 50kA | M | POA
EDSUACMASP89 | MC3150T1-385-3P | MC3150T1-385-3P | AC SPD 3P C1 385V 50kA | M | POA
EDSUACMASP89 | MC3150T1-385-4P | MC3150T1-385-4P | AC SPD 4P C1 385V 50kA | M | POA
EDSUACMASP89 | MC3180-385-1-R | MC3180-385-1-R | SURGE PROTECTOR 80KA 385V RMT CONTACT | M | POA
EDSUACMASP89 | MC3180-385-1-R-2P | MC3180-385-1-R-2P | AC SPD C1 385V 80 kA Rmt Contact | M | POA
EDSUACMASP89 | MC3180-385-1-R-3P | MC3180-385-1-R-3P | AC SPD C1 385V 80 kA Rmt Contact | M | POA
EDSUACMASP89 | MC3180-385-1-R-4P | MC3180-385-1-R-4P | AC SPD C1 385V 80 kA Rmt Contact | M | POA
EMPQSDESPSP1 | 70C1742G11 | SP1-240S | #N/A | TBC | POA
EMPQSDESPSP1 | 70C1742G12 | SP1-208Y | #N/A | TBC | POA
EMPQSDESPSP1 | 70C1742G13 | SP1-240D | #N/A | TBC | POA
EMPQSDESPSP1 | 70C1742G14 | SP1-480Y | #N/A | TBC | POA
EMPQSDESPSP1 | 70C1742G15 | SP1-480D | SP1-480D | TBC | POA
EMPQSDESPSP1 | 70C1742G16 | SP1-600Y | #N/A | TBC | POA
EMPQSDESPSP1 | 70C1742G17 | SP1-600D | SP1-600D | TBC | POA
EMPQSDESPSP1 | SP1MNTGKIT | SP1MNTGKIT | DIN RAIL SURGE DEVICE MOUNTING KIT | TBC | POA
EE0701004001 | y7-195236 | SPRT12-350/3+NPE-AX | SPRT12-350/3+NPE-AX | TBC | 2011
EE0701004001 | y7-195235 | SPRT12-350/3+AX | SPRT12-350/3-AX | TBC | 1835
EMPQSDESPSPC100 | 12915209 | SPC100240D5P | SPC100kA 240V 3P NEMA 4X Alm,FormC | TBC | POA
EMPQSDESPSPC100 | 12915231 | SPC100480D5P | SPC100kA 480V 3P NEMA 4X Alm,FormC | TBC | POA
EMPQSDESPSPC120 | 12915383 | SPC120240D5P | SPC120kA 240V 3P NEMA 4X Alm,FormC | TBC | POA
EMPQSDESPSPC120 | 12915385 | SPC120480D5P | SPC120kA 480V 3P NEMA 4X Alm,FormC | TBC | POA
EMPQSDESPSPC160 | 12916014 | SPC160240D5P | SPC160kA 240V 3P NEMA 4X Alm,FormC | TBC | POA
EMPQSDESPSPC160 | 12916016 | SPC160480D5P | SPC160kA 480V 3P NEMA 4X Alm,FormC | TBC | POA
EMPQSDESPSPC200 | 12914705 | SPC200240D5P | SPC200kA 240V 3P NEMA 4X Alm,FormC | TBC | POA
EMPQSDESPSPC200 | 12914708 | SPC200480D5P | SPC200kA 480V 3P NEMA 4X Alm,FormC | TBC | POA
EMPQSDESPAGS | 470-0101-AG | AGDN12010R | Eaton DIN Rail Surge, 120 Vac rating, si | TBC | 201
EMPQSDESPAGS | 470-0102-AG | AGDN24010R | Eaton DIN Rail Surge, 240 Vac rating, si | TBC | 201
EMPQSDESPAGS | 470-0103-AG | AGDN27710R | Eaton DIN Rail Surge, 277 Vac rating, si | TBC | 201
EMPQSDESPAGS | 470-0104-AG | AGDN40010R | Eaton DIN Rail Surge, 400 Vac rating, si | TBC | 222
EMPQSDESPAGS | 470-0105-AG | AGDN48010R | Eaton DIN Rail Surge, 480 Vac rating, si | TBC | 222
EMPQSDESPAGS | 470-0106-AG | AGDN60010R | Eaton DIN Rail Surge, 600 Vac rating, si | TBC | 235
EMPQSDESPAGS | 470-0201-AG | AGDN12020R | Eaton DIN Rail Surge, 120 Vac rating, sp | TBC | 418
EMPQSDESPAGS | 470-0202-AG | AGDN24020R | Eaton DIN Rail Surge, 240 Vac rating, sp | TBC | 418
EMPQSDESPAGS | 470-0203-AG | AGDN27720R | Eaton DIN Rail Surge, 277 Vac rating, sp | TBC | 418
EMPQSDESPAGS | 470-0204-AG | AGDN40020R | Eaton DIN Rail Surge, 400 Vac rating, sp | TBC | 460
EMPQSDESPAGS | 470-0205-AG | AGDN48020R | Eaton DIN Rail Surge, 480 Vac rating, sp | TBC | 460
EMPQSDESPAGS | 470-0206-AG | AGDN60020R | Eaton DIN Rail Surge, 600 Vac rating, sp | TBC | 492
EMPQSDESPAGS | 470-0301-AG | AGDN12030R | Eaton DIN Rail Surge, 120 Vac rating, th | TBC | 579
EMPQSDESPAGS | 470-0302-AG | AGDN24030R | Eaton DIN Rail Surge, 240 Vac rating, th | TBC | 579
EMPQSDESPAGS | 470-0303-AG | AGDN27730R | Eaton DIN Rail Surge, 277 Vac rating, th | TBC | 579
EMPQSDESPAGS | 470-0304-AG | AGDN40030R | Eaton DIN Rail Surge, 400 Vac rating, th | TBC | 636
EMPQSDESPAGS | 470-0305-AG | AGDN48030R | Eaton DIN Rail Surge, 480 Vac rating, th | TBC | 636
EMPQSDESPAGS | 470-0306-AG | AGDN60030R | Eaton DIN Rail Surge, 600 Vac rating, th | TBC | 679
EMPQSDESPAGS | 470-0401-AG | AGDN12040R | Eaton DIN Rail Surge, 120 Vac rating, th | TBC | 704
EMPQSDESPAGS | 470-0402-AG | AGDN24040R | Eaton DIN Rail Surge, 240 Vac rating, th | TBC | 704
EMPQSDESPAGS | 470-0403-AG | AGDN27740R | Eaton DIN Rail Surge, 277 Vac rating, th | TBC | 704
EMPQSDESPAGS | 470-0404-AG | AGDN40040R | Eaton DIN Rail Surge, 400 Vac rating, th | TBC | 774
EMPQSDESPAGS | 470-0405-AG | AGDN48040R | Eaton DIN Rail Surge, 480 Vac rating, th | TBC | 774
EMPQSDESPAGS | 470-050B-AG | AGDN1000PV30LR | Eaton DIN Rail PV Surge, 1000 Vdc rating | TBC | 515
EMPQSDESPAGS | 470-050C-AG | AGDN1500PV30LR | Eaton DIN Rail PV Surge, 1500 Vdc rating | TBC | 573
EDSUACMASP89 | MLMA15/D/1/SI | MA15/D/1/SI | SURGE PROTECTOR LPU W/INDICATOR - 120V | M | 209
EDSUACMASP89 | MLMA15/D/1TT/SI | MA15/D/1TT/SI | SURGE PROTECTOR LPU W/INDICATOR-120VTT | M | 209
EDSUACMASP89 | MLMA15/D/2/SI | MA15/D/2/SI | SURGE PROTECTOR LPU W/INDICATOR-240V | M | 209
EDSUACMASP89 | MLMA15/D/2TT/L | MA15/D/2TT/L | SURGE PROTECTOR MA15/D/2TT/L 240V | M | 209
EDSUACMASP89 | MLMA30/D/1/SI | MA30/D/1/SI | SURGE PROTECTOR MA30 120V 30A | M | 612
EDSUACMASP89 | MLMA30/D/2/SI | MA30/D/2/SI | SURGE PROTECTOR MA30 240V 30A | M | 612
EDSUACMASP89 | MLMA30/D/3/SI | MA30/D/3/SI | SURGE PROTECTOR MA30 240V 2PH 30A | M | 691
EDSUACMASP89 | MC3100-385-1-R | 0 | SURGE PROTECTOR 100KA 385V RMT CONTACT | M | POA
EDSUACMASP89 | MC3100-385-1-R-2P | 0 | AC SPD C1 385V 100kA Rmt Contact | M | POA
EDSUACMASP89 | MC3100-385-1-R-3P | 0 | AC SPD C1 385V 100kA Rmt Contact | M | POA
EDSUACMASP89 | MC3100-385-1-R-4P | 0 | AC SPD C1 385V 100kA Rmt Contact | M | POA
EDSUACMASP89 | MC3180-385-1-R-3PN | 0 | 1C SPD C1 385V 80kA RC 3+1 | M | POA
EDSUACMASP83 | MA3145-120-2-R | MA3145-120-2-R | SURGE PROTECTOR 40KA 120V 2POLE | M | 284
EDSUACMASP89 | MLMA15E/D/2/SI | MA15E/D/2/SI | SURGE PROTECTOR 240V AC/DC, Ex ec | M | 263
EDSUACMASP89 | MLMA15E/D/1/SI | MA15E/D/1/SI | SURGE PROTECTOR 120V AC/DC, Ex ec | M | 263
EDSUACPSSP81 | mlps35314 | PS35314 | POWERSTRIP 11 OUTLET | M | 124
EDSUACPSSP81 | MLPS35330 | PS35330 | ProShield POSP 10 outlet | M | 124
EDSUACRPSP80 | mlrp35326 | RP35326 | SURGE PROTECTOR RACKPRO 12 OUTLET 15A PS | M | 191
EDSUACRPSP80 | mlrp35327 | RP35327 | SURGE PROTECTOR RACKPRO 12 OUTLET 20A PS | M | 271
EDSUACTCSP86 | ml25300 | 25300 | ZONEIT, BASE | M | 398
EDSUACTCSP86 | ml25301 | 25301 | Instead use MLZIT25301 | M | 398
EDSUACTCSP86 | ml25302 | 25302 | ZONEIT KIT | M | 780
EDSUACZDSA43 | mlzd16000 | ZD16000 | ZD PRO BLK FLUSH MOUNT KIT | M | 190
EDSUACZDSA43 | mlzd16001 | ZD16001 | ZD PRO 3PH GRY FLUSH MOUNT KIT | M | 190
EDSUACZDSA43 | mlzd16002 | ZD16002 | ZD PRO 2PH GRY FLUSH MOUNT KIT | M | 190
EDSUACZDSA43 | mlzd16003 | ZD16003 | ZD PRO 1PH GRY FLUSH MOUNT KIT | M | 190
EDSUACZDSP79 | mlzd14612 | ZD14612 | SURGE PROTECTOR ZD SQ 12VDC-2W | M | 401
EDSUACZDSP79 | mlzd14624 | ZD14624 | SURGE PROTECTOR ZD SQ 24VDC-2W | M | 401
EDSUACZDSP79 | mlzd14648 | ZD14648 | SURGE PROTECTOR ZD SQ 48VDC-2W | M | 460
EDSUACZDSP79 | mlzd14712 | ZD14712 | ZD SQ 12VDC W/FILTER 2W | M | 491
EDSUACZDSP79 | mlzd14748 | ZD14748 | ZD SQ 48VDC-2W | M | 491
EDSUACZDSP79 | mlzd16100 | ZD16100 | SURGE PROTECTOR ZD PRO 120/240 80KA | M | 470
EDSUACZDSP79 | mlzd16101 | ZD16101 | SURGE PROTECTOR ZD PRO 120/208 80KA | M | 470
EDSUACZDSP79 | mlzd16102 | ZD16102 | ZONEDEFENDER PRO 120/240 3PH 80KA | M | 459
EDSUACZDSP79 | mlzd16104 | ZD16104 | SURGE PROTECTOR ZD PRO 277/480 80KA | M | 470
EDSUACZDSP79 | mlzd16107 | ZD16107 | SURGE PROTECTOR ZD PRO 220/380 80KA | M | 470
EDSUACZDSP79 | mlzd16108 | ZD16108 | SURGE PROTECTOR ZD PRO 240/415 80KA | M | 470
EDSUACZDSP79 | mlzd16200 | ZD16200 | SURGE PROTECTOR ZD PRO 120/240 100KA | M | 760
EDSUACZDSP79 | mlzd16201 | ZD16201 | SURGE PROTECTOR ZD PRO 120/208 100KA | M | 758
EDSUACZDSP79 | mlzd16204 | ZD16204 | SURGE PROTECTOR ZD PRO 277/480 100KA | M | 758
EDSUACZDSP79 | mlzd16207 | ZD16207 | SURGE PROTECTOR ZD PRO 220/380 100KA | M | 758
EDSUACZDSP79 | mlzd16208 | ZD16208 | SURGE PROTECTOR ZD PRO 240/415 100KA | M | 758
EDSUACZDSP79 | mlzd16300 | ZD16300 | SURGE PROTECTOR ZD PRO 120/240 120KA | M | 956
EDSUACZDSP79 | mlzd16301 | ZD16301 | SURGE PROTECTOR ZD PRO 120/208 120KA | M | 953
EDSUACZDSP79 | mlzd16302 | ZD16302 | SURGE PROTECTOR ZD PRO 120/240 120KA | M | 1334
EDSUACZDSP79 | mlzd16304 | ZD16304 | SURGE PROTECTOR ZD PRO 277/480 120KA | M | 953
EDSUACZDSP79 | mlzd16307 | ZD16307 | ZONEDEFENDER PRO 220/380 120KA | M | 933
EDSUACZDSP79 | mlzd16308 | ZD16308 | SURGE PROTECTOR ZD PRO 240/415 120KA | M | 953
EDSUACZDSP79 | mlzd16400 | ZD16400 | SURGE PROTECTOR ZD PRO 120/240 160KA | M | 1334
EDSUACZDSP79 | mlzd16401 | ZD16401 | SURGE PROTECTOR ZD PRO 120/208 160KA | M | 1334
EDSUACZDSP79 | mlzd16402 | ZD16402 | ZONEDEFENDER PRO 120/240 3PH 160KA | M | 1675
EDSUACZDSP79 | mlzd16404 | ZD16404 | SURGE PROTECTOR ZD PRO 277/480 160KA | M | 1331
EDSUACZDSP79 | mlzd16407 | ZD16407 | SURGE PROTECTOR ZD PRO 220/380 160KA | M | 1331
EDSUACZDSP79 | mlzd16408 | ZD16408 | SURGE PROTECTOR ZD PRO 240/415 160KA | M | 1331
EDSUACZDSP79 | mlzd16500 | ZD16500 | ZONEDEFENDER PRO 120/240 200KA | M | 1857
EDSUACZDSP79 | mlzd16501 | ZD16501 | ZONEDEFENDER PRO 120/208 200KA | M | 1857
EDSUACZDSP79 | mlzd16502 | ZD16502 | ZONEDEFENDER PRO 120/240 3PH 200KA | M | 1857
EDSUACZDSP79 | mlzd16504 | ZD16504 | ZONEDEFENDER PRO 277/480 200KA | M | 1857
EDSUACZDSP79 | mlzd16507 | ZD16507 | SURGE PROTECTOR ZD PRO 220/380 200KA | M | 1898
EDSUACZDSP79 | mlzd16508 | ZD16508 | SURGE PROTECTOR ZD PRO 240/415 200KA | M | 1898
EDSUACZDSP79 | mlzd16600 | ZD16600 | ZONEDEFENDER PRO 120/240 240KA | M | 2420
EDSUACZDSP79 | mlzd16601 | ZD16601 | ZONEDEFENDER PRO120/208 240KA | M | 2420
EDSUACZDSP79 | mlzd16602 | ZD16602 | ZONEDEFENDER PRO 120/240 3PH 240KA | M | 2420
EDSUACZDSP79 | mlzd16604 | ZD16604 | SURGE PROTECTOR ZD PRO 277/480 240KA | M | 2469
EDSUACZDSP79 | mlzd16607 | ZD16607 | SURGE PROTECTOR ZD PRO 220/380 240KA | M | 2420
EDSUACZDSP79 | mlzd16608 | ZD16608 | SURGE PROTECTOR ZD PRO 240/415 240KA | M | 2469
0 | mlzd16609 | ZD16609 |  | TBC | POA
0 | mlzd16610 | ZD16610 |  | TBC | POA
EDSUACZDSP79 | mlzd16700 | ZD16700 | SURGE PROTECTOR ZD PRO 120 1PH 80KA | M | 418
EDSUACZDSP79 | mlzd16701 | ZD16701 | SURGE PROTECTOR ZD PRO 120/240 80KA | M | 417
EDSUACZDSP79 | mlzd16709 | ZD16709 | SURGE PROTECTOR ZD PRO 240 1PH 80KA | M | 418
EDSUACZDSP79 | mlzd16730 | ZD16730 | ZONEDEFENDER PRO 120 1PH 100KA | M | 666
EDSUACZDSP79 | mlzd16731 | ZD16731 | ZONEDEFENDER PRO 120/240 100KA | M | 666
EDSUACZDSP79 | mlzd16739 | ZD16739 | SURGE PROTECTOR ZD PRO 240 1PH 100KA | M | 675
EDSUACZDSP79 | mlzd16740 | ZD16740 | ZONEDEFENDER PRO 120 1PH 120KA | M | 824
EDSUACZDSP79 | mlzd16741 | ZD16741 | ZONEDEFENDER PRO 120/240 120KA | M | 824
EDSUACZDSP79 | mlzd16749 | ZD16749 | SURGE PROTECTOR ZD PRO 240 1PH 120KA | M | 824
EDSUACZDSP79 | mlzd16900 | ZD16900 | SURGE PROTECTOR ZD PRO 120 TT 1PH 80KA | M | 415
EDSUACZDSP79 | mlzd16901 | ZD16901 | SURGE PROTECTOR ZD PRO 120/240 TT 80KA | M | 415
0 | mlzd16930 | ZD16930 | Not in SAP | TBC | POA
0 | mlzd16931 | ZD16931 | Not in SAP | TBC | POA
0 | mlzd16940 | ZD16940 | Not in SAP | TBC | POA
0 | mlzd16941 | ZD16941 | Not in SAP | TBC | POA
EDSUACZDSP79 | mlzd16202 | ZD16202 | ZONEDEFENDER PRO 120/240 3PH 100KA | M | 741
0 | mlzg41003TS | ZG41003TS | Obsolete - Now listed as a "TS1" | TBC | 424
EDSUACZGSP82 | ML41003TS1 | ML41003TS1 | Instead use MLZG41003 | M | 264
EDSUACZMSA42 | mlmr81144A | MR81144A | ZMS 200KA 120V LN | M | 695
EDSUACZMSA42 | mlmr81145A | MR81145A | ZMS 200KA 120V LG | M | 695
EDSUACZMSA42 | mlmr81146A | MR81146A | SURGE PROTECTOR ZMS 200KA 277V LN | M | 695
EDSUACZMSA42 | mlmr81147A | MR81147A | ZMS 200KA 277V LG | M | 695
EDSUACZMSA42 | mlmr81148A | MR81148A | SURGE PROTECTOR ZMS-MODULE;120V NG | M | 695
EDSUACZMSA42 | mlmr81149A | MR81149A | SURGE PROTECTOR ZMS-MODULE;INT NG | M | 695
EDSUACZSSA46 | mlmr81170A | MR81170A | ZSS 2X120V MODULE | M | 695
EDSUACZSSA46 | mlmr81171A | MR81171A | ZSS 2X277V MODULE | M | 695
EDSUACZSSA46 | mlmr81173A | MR81173A | ZSS 120V/NG MODULE | M | 695
EDSUACZSSA46 | mlmr81174A | MR81174A | ZSS 277V/NG MODULE | M | 695
EDSUACZSSA46 | mlmr81175A | MR81175A | ZSM X/NG MODULE 120V | M | 695
EDSUACZSSA46 | mlmr81177A | MR81177A | ZSS 2X277V DL MODULE 480V | M | 695
EDSUACZMSA42 | mlmr81181A | MR81181A | SURGE PROTECTOR ZMS 220-240V MODULE | M | 695
EDSUACZMSA42 | mlmr81182A | MR81182A | ZMS-MODULE;120V NG PLUS | M | 695
EDSUACZMSA42 | mlmr81183A | MR81183A | MTL ZMM 277V NG | M | 695
EDSUACZMSA42 | mlmr81184A | MR81184A | ZMS-MODULE;480 D LFT | M | 695
EDSUACZMSA42 | mlmr81185A | MR81185A | ZMS-MODULE;480 D RGT | M | 695
EDSUACZSSA46 | mlmr81186A | MR81186A | ZSS 2X240V MODULE 240V | M | 695
EDSUACZSSA46 | mlmr81187A | MR81187A | ZSS 240V/NG MODULE | M | 695
EDSUACZSSA46 | mlmr81189A | MR81189A | ZSS 220V/NG MODULE | M | 695
EDSUACZMSA42 | mlmr81191A | MR81191A | ZMS 200KA 240V L-G MODULE | M | 695
EDSUACZMSA42 | mlmr81192A | MR81192A | ZMS 200KA 220V L-N MODULE | M | 695
EDSUACZMSA42 | mlmr81196A | MR81196A | SURGE PROTECTOR ZMS 240V NG MODULE | M | 695
EDSUACZMSA42 | ml24281 | ml24281 | Instead use MLZS24281 | M | 447
EDSUACZMSP77 | mlzm11101 | ZM11101 | BATTERY POWERED REMOTE MONITOR | M | 239
EDSUACZMSP77 | mlzm11200 | ZM11200 | SURGE PROTECTOR ZMS170A 120/240-1PH-3W | M | 2147
EDSUACZMSP77 | mlzm11201 | ZM11201 | SURGE PROTECTOR ZMS170B 120/208-3PH-4WW | M | 2773
EDSUACZMSP77 | mlzm11204 | ZM11204 | SURGE PROTECTOR ZMS170E 277/480-3PH-4WW | M | 2779
EDSUACZMSP77 | mlzm11214 | ZM11214 | ZMS-PCS2 120/240-1PH-3W | M | 1451
EDSUACZMSP77 | mlzm11215 | ZM11215 | ZMS-PCS2 120/240-1PH-3W | M | 1985
EDSUACZMSP77 | mlzm11300 | ZM11300 | ZMS200A 120/240-1PH-3W | M | 2617
EDSUACZMSP77 | MLZM11301 | ZM11301 | ZMS200B 120/208-3PH-4WW | M | 3226
EDSUACZMSP77 | mlzm11304 | ZM11304 | ZMS200E 277/480-3PH-4WW | M | 3226
EDSUACZMSP77 | mlzm15000 | ZM15000 | ZMS PRO, 120/240, 240KA | M | 4781
EDSUACZMSP77 | mlzm15001 | ZM15001 | MTL ZMS/PRO240 120/208-3PH-4WW | M | 5045
0 | mlzm15002 | ZM15002 |  | TBC | 5045
EDSUACZMSP77 | MLZM15100 | ZM15100 | SURGE PROTECTOR ZMS PRO, 120/240, 200KA | M | 4544
EDSUACZMSP77 | MLZM15101 | ZM15101 | ZMS PRO, 120/208, 200KA | M | 4781
EDSUACZMSP77 | mlzm15102 | ZM15102 | ZMS PRO, 120/240HL, 200KA | M | 4781
0 | mlzm15103 | ZM15103 |  | TBC | 4781
EDSUACZMSP77 | mlzm15104 | ZM15104 | ZMS PRO, 277/480, 200KA | M | 4781
EDSUACZMSP77 | mlzm15106 | ZM15106 | ZMS PRO 200 480-3PH-DELTA ZS | M | 4781
EDSUACZMSP77 | mlzm15200 | ZM15200 | ZMS PRO, 120/240-1PH,340KA | M | 5563
EDSUACZMSP77 | mlzm15201 | ZM15201 | ZMS PRO, 120/208, ZM 340KA | M | 6260
0 | mlzm15202 | ZM15202 |  | TBC | 6260
EDSUACZMSP77 | mlzm15204 | ZM15204 | ZMS PRO, 277/480, ZM 340KA | M | 6260
EDSUACZMSP77 | mlzm15206 | ZM15206 | ZMS PRO 480 ZM 340KA | M | 6260
EDSUACZMSP77 | mlzm15300 | ZM15300 | ZMS PRO, 120/240, ZM 400KA | M | 6605
0 | mlzm15301 | ZM15301 |  | TBC | 7306
0 | mlzm15302 | ZM15302 |  | TBC | 7306
EDSUACZMSP77 | mlzm15303 | ZM15303 | ZMS PRO 240 ZM 400KA | M | 7306
EDSUACZMSP77 | mlzm15700 | ZM15700 | MTL ZMS/PRO400 TYP1 120/240-1PH-3W | M | 6871
EDSUACZMSP77 | mlzm15701 | ZM15701 | ZMS PRO, 120/208, ZM 400KA TYP1 | M | 7596
0 | mlzm15702 | ZM15702 |  | TBC | 7596
0 | mlzm15703 | ZM15703 |  | TBC | 7596
EDSUACZMSP77 | mlzm15704 | ZM15704 | ZMS PRO, 340 TYP1 277/480, ZM | M | 7596
0 | mlzm15706 | ZM15706 |  | TBC | 7596
EDSUACZMSP77 | mlzm17200 | ZM17200 | SURGE PROTECT ZMS ALL-MODE;120/240V,1PH | M | 4296
EDSUACZMSP77 | mlzm17201 | ZM17201 | ZMS ALL-MODE;120/208V,3PH | M | 4522
EDSUACZMSP77 | mlzm17202 | ZM17202 | ZMS ALL-MODE;120/240V,3PH | M | 4522
EDSUACZMSP77 | mlzm17204 | ZM17204 | SURGE PROTECT ZMS ALL-MODE;277/480V,3PH | M | 4657
EDSUACZMSP77 | mlzm17207 | ZM17207 | ZMS ALL-MODE;220/380V,3PH | M | 4522
EDSUACZMSP77 | mlzm17208 | ZM17208 | SURGE PROTECT ZMS ALL-MODE;240/415V,3PH | M | 4535
EDSUACZMSP77 | mlzm17300 | ZM17300 | ZMS ALL-MODE;120/240V,1PH | M | 4874
EDSUACZMSP77 | mlzm17301 | ZM17301 | ZMS ALL-MODE;120/208V,3PH | M | 5214
EDSUACZMSP77 | mlzm17302 | ZM17302 | ZMS ALL-MODE;120/240, 3PH | M | 5343
EDSUACZMSP77 | mlzm17304 | ZM17304 | SURGE PROTECT ZMS ALL-MODE;277/480, 3PH | M | 5373
EDSUACZSSP78 | mlzs12100 | ZS12100 | SURGE PROTECTOR ZSS100A 120/240-1PH-3W | M | 1533
EDSUACZSSP78 | mlzs12100X | ZS12100X | ZSS100A 120/240-1PH-3W-X | M | 1714
EDSUACZSSP78 | mlzs12101 | ZS12101 | SURGE PROTECTOR ZSS100B 120/208-3PH-4WW | M | 1588
EDSUACZSSP78 | mlzs12101X | ZS12101X | SURGE PROTECTOR ZSS100B 120/208-3PH-4WW | M | 1834
EDSUACZSSP78 | mlzs12102 | ZS12102 | ZSS100C TYP1 120/240-3PH-4WD | M | 1552
EDSUACZSSP78 | mlzs12102X | ZS12102X | ZSS100C 120/240-3PH-4WD X | M | 1762
EDSUACZSSP78 | mlzs12104 | ZS12104 | SURGE PRoTECTOR ZSS100E 277/480-3PH-4WW | M | 1582
EDSUACZSSP78 | mlzs12104X | ZS12104X | ZSS100E 277/480-3PH-4WW X | M | 1762
EDSUACZSSP78 | mlzs90987 | ZS90987 | ZSS FLUSH COVER ASSY | M | 284
EDSUCOCASA51 | MC1 | MC1 | MOUNTING BRACKET 1 CA | M | 29
EDSUCOCASA51 | MC2 | MC2 | MOUNTING BRACKET 2 CA | M | 62
EDSUCODPSP98 | DP200/BT | DP200/BT | FAX/MODEM PROTECTOR | M | 347
EDSUCODPSP98 | DP200/BT/RFI | DP200/BT/RFI | RFI & SURGE PROTECTOR | M | 389
EDSUCODPSP98 | DP200/RJ | DP200/RJ | FAX/MODEM PROTECTOR | M | 347
EDSUCODPSP98 | DP200/RJ/RFI | DP200/RJ/RFI | RFI & SURGE PROTECTOR | M | 376
EDSUCOIPSPA4 | mlip21603 | IP21603 | DLT-RS422-4WS-PRIMARY | M | 144
EDSUCOLCSPB5 | LC30 | LC30 | SURGE PROTECTOR LOADCELL | M | 663
EDSUCOMSAPA3 | mSA06/2 | mSA06/2 | LIGHTNING BARRIER IP65 ENC | M | 439
EDSUCOMSAPA3 | mSA16/1 | mSA16/1 | LIGHTNING BARRIERS | M | 271
EDSUCOMSAPA3 | mSA16/2 | mSA16/2 | LIGHTNING BARRIER IP65 ENC | M | 439
EDSUCOMSAPA3 | mSA30/1 | mSA30/1 | SURGE PROTECTOR IP65 ENC | M | 271
EDSUCOMSAPA3 | mSA30/2 | mSA30/2 | SURGE PROTECTOR IP65 ENC | M | 439
EDSUCOMSAPA3 | mSA51/1 | mSA51/1 | LIGHTNING BARRIER IP65 ENC | M | 271
EDSUCOMSAPA3 | mSA51/2 | mSA51/2 | LIGHTNING BARRIER IP65 ENC | M | 439
EDSUCOMSAPA3 | mSA75/1 | mSA75/1 | LIGHTNING BARRIER IP65 ENC | M | 271
EDSUCOMSAPA3 | mSA75/2 | mSA75/2 | LIGHTNING BARRIER IP65 ENC | M | 439
EDSUCOMSAPA3 | mSAPN/1 | mSAPN/1 | PSTN SURGE PROTECTION, 1 PAIR | M | 258
EDSUCOMSAPA3 | mSAPN/2 | mSAPN/2 | IP65 PSTN 2 PAIR | M | 418
EDSUCOPCPPA5 | MLPCP90636 | PCP90636 | PIPELINE TRANS PROTECTOR | M | 549
EDSUCORFSPB3 | MLRF51033A | RF51033* | Coax Surge HF-QWS-N F/F (411-494MHZ) | M | 333
EDSUCORFSPB3 | MLRF51034A | RF51034* | HF-QWS-N F/M (.41-.49) | M | 327
0 | MLRF51036A | RF51036* |  | TBC | POA
EDSUCORFSPB3 | MLRF51050A | RF51050* | Coax Surge HF-90-BNC F/F | M | 225
EDSUCORFSPB3 | MLRF51051A | RF51051* | Coax Surge HF-90-BNC M/F | M | 238
EDSUCORFSPB3 | MLRF51052A | RF51052* | Coax Surge HF-90-TNC F/F | M | 210
EDSUCORFSPB3 | MLRF51053A | RF51053* | Coax Surge HF-90-TNC M/F | M | 238
EDSUCORFSPB3 | MLRF51054A | RF51054* | Coax Surge HF-90-N F/F | M | 227
EDSUCORFSPB3 | mlrf51054AE | RF51054AE | Coax Surge HFE-90-N F/F | M | 256
EDSUCORFSPB3 | MLRF51055A | RF51055* | Coax Surge HF-90-N M/F | M | 238
EDSUCORFSPB3 | MLRF51055AE | RF51055AE | Coax Surge HFE-90N M/F | M | 256
EDSUCORFSPB3 | MLRF51057A | RF51057* | Coax Surge HF-90-SMA M/F | M | 259
EDSUCORFSPB3 | MLRF51058A | RF51058* | Coax Surge HF-90-N/SMA F/F | M | 227
EDSUCORFSPB3 | MLRF51058AE | RF51058AE | Coax Surge HF-90-N/SMA F/F | M | 256
EDSUCORFSPB3 | MLRF51058E | RF51058E | Coax Surge HF-470-N/SMA F/F | M | 227
EDSUCORFSPB3 | MLRF51064A | RF51064* | Coax Surge HFR-90-N F/F | M | 317
EDSUCORFSPB3 | MLRF51065A | RF51065* | HFR-90-BNC F/F | M | 311
EDSUCORFSPB3 | MLRF51066A | RF51066* | HFR-90-TNC F/F | M | 311
EDSUCORFSPB3 | MLRF51067A | RF51067* | HFR-90-TNC M/F | M | 311
EDSUCORFSPB3 | mlrf51069 | RF51069 | Coax Surge HF-LMDS-RG6-F F/F | M | 133
EDSUCORFSPB3 | mlrf51070 | RF51070 | Coax Surge HF-LMDS-RG59-F F/F | M | 133
EDSUCORFSPB3 | mlrf51072 | RF51072 | Coax Surge HF-CATV/DDS-RG6-F F/F | M | 137
EDSUCORFSPB3 | mlrf51073 | RF51073 | Coax Surge HF-CATV-F F/F | M | 137
EDSUCORFSPB3 | mlrf51075 | RF51075 | Coax Surge N Type MTG Bracket | M | 48
EDSUCORFSPB3 | mlrf51076 | RF51076 | F TYPE MTG BRACKET | M | 46
EDSUCORFSPB3 | mlrf51077 | RF51077 | Coax Surge BNC/TNC TYPE MTG BRACKET | M | 48
EDSUCORFSPB3 | mlrf51078 | RF51078 | N Bracket - Special | M | 74
EDSUCORFSPB3 | MLRF51091 | RF51091 | Coax Surge HF-90-N/SMA F/F + CAP/GRD | M | 229
EDSUCOSDSPA2 | SDPSTN | SDPSTN | SURGE PROTECTOR FOR PSTN | M | 234
EDSUCOVPSPB4 | VP08 | VP08 | CCTV PROTECTOR | M | 660
EDSUCOZBSA48 | mldr21607 | DR21607 | DIN RAIL KIT 6 AL | J | 32
EDSUCOZBSA48 | mldr21649 | DR21649 | DIN RAIL 17.5IN | J | 86
EDSUCOZBSA48 | MLZB24500 | ZB24500 | DRM 19IN KIT ASSEMBLY U24500 | J | 90
EDSUCOZBSPA7 | MLZC-B92681-2-220 | MLZC-B92681-2-220 | 2-in-1 BNC CCTV Protector, 220VAC | M | POA
EDSUCOZBSPA7 | MLZC-B92681-2-24 | MLZC-B92681-2-24 | 2-in-1 BNC CCTV Protector, 24VDC | M | POA
EDSUCOZBSPA7 | MLZC-E92681-2-220 | MLZC-E92681-2-220 | 2-in-1 Ethernet CCTV Protector, 220VAC | M | POA
EDSUCOZBSPA7 | MLZC-B92681-3-220 | MLZC-B92681-3-220 | 3-in-1 BNC CCTV Protector, 220VAC | M | POA
EDSUCOZBSPA7 | MLZC-B92681-3-24 | MLZC-B92681-3-24 | 3-in-1 BNC CCTV Protector, 24VDC | M | POA
0 | mlzb24495 | ZB24495 |  | TBC | POA
EDSUCOZBSPA7 | mlzb24501 | ZB24501 | SURGE PROTECTOR ZBS-S-DU-2W-RJ45 | M | 86
EDSUCOZBSPA7 | mlzb24503 | ZB24503 | SURGE PROTECTOR ZBS-S-LL-4W-RJ45 | M | 132
EDSUCOZBSPA7 | mlzb24504 | ZB24504 | SURGE PROTECTOR ZBS-S-LL-4W-TS | M | 132
EDSUCOZBSPA7 | mlzb24505 | ZB24505 | SURGE PROTECTOR ZBS-S-DDS-4W-RJ48S | M | 132
EDSUCOZBSPA7 | mlzb24509 | ZB24509 | SURGE PROTECTOR ZBS-P-RS232-4WS-TS | M | 147
EDSUCOZBSPA7 | mlzb24510 | ZB24510 | SURGE PROTECTOR ZBS-P-RS232-5W-TS | M | 147
EDSUCOZBSPA7 | mlzb24511 | ZB24511 | SURGE PROTECTOR ZBS-P-RS232-8W-RJ45 | M | 147
EDSUCOZBSPA7 | mlzb24518 | ZB24518 | SURGE PROTECTOR ZBS-P-RS485-2WG-TS | M | 193
EDSUCOZBSPA7 | mlzb24521 | ZB24521 | SURGE PROTECTOR ZBS-P-VIDEO/IBM-BNC | M | 146
EDSUCOZBSPA7 | mlzb24525 | ZB24525 | SURGE PROTECTOR ZBS-S-DU-4W-RJ45 | M | 193
EDSUCOZBSPA7 | mlzb24528 | ZB24528 | SURGE PROTECTOR ZBS-P-RS422B-4WS-TS | M | 193
EDSUCOZBSPA7 | mlzb24530 | ZB24530 | ZBS-P-RS422B-4W-RJ45(PINS REQ) | M | 245
EDSUCOZBSPA7 | mlzb24534 | ZB24534 | SURGE PROTECTOR ZBS-P-10B2-BNC | M | 209
EDSUCOZBSPA7 | mlzb24536 | ZB24536 | SURGE PROTECTOR ZBS-P-24VLOOP-4WS-TS | M | 193
EDSUCOZBSPA7 | mlzb24537 | ZB24537 | SURGE PROTECTOR ZBS-P-DS3-BNC | M | 193
EDSUCOZBSPA7 | mlzb24538 | ZB24538 | ZBS-HP-RS232-4WS-TS | M | 193
EDSUCOZBSPA7 | mlzb24539 | ZB24539 | SURGE PROTECTOR ZBS-HP-24VLOOP-3W-TS | M | 193
EDSUCOZBSPA7 | mlzb24540 | ZB24540 | SURGE PROTECTOR ZBS-S-LEV5-8W-RJ45 | M | 156
EDSUCOZBSPA7 | mlzb24541 | ZB24541 | SURGE PROTECTOR ZBS-DATA-HWY-3TS | M | 193
EDSUCOZBSPA7 | mlzb24542 | ZB24542 | SURGE PROTECTOR ZBS-24VCL-6W-TS | M | 193
EDSUCOZBSPA7 | mlzb24544 | ZB24544 | SURGE PROTECTOR ZBS-CLS A/B-SIGNAL-TS | M | 245
EDSUCOZBSPA7 | mlzb24545 | ZB24545 | SURGE PROTECTOR ZBS-PA AUDIO-TS | M | 265
EDSUCOZBSPA7 | mlzb24547 | ZB24547 | SURGE PROTECTOR ZBS-24VCL-2/2WS-TS | M | 215
EDSUCOZBSPA7 | mlzb24548 | ZB24548 | SURGE PROTECTOR ZBS-P-24VAC-3W-TS | M | 215
EDSUCOZBSPA7 | mlzb24550 | ZB24550 | SURGE PROTECTOR ZBS-S-100BT-2/4W-RJ45 | M | 159
EDSUCOZBSPA7 | mlzb24550IE | ZB24550IE | SURGE PROTECTOR ZBS-S-100BT-2/4W-RJ45 IE | M | 172
EDSUCOZBSPA7 | mlzb24553 | ZB24553 | ZBS-P-T1-4W-RJ48C | M | 206
EDSUCOZBSPA7 | mlzb24554 | ZB24554 | ZBS-HP-48VCL-2/2WS-TS | M | 215
EDSUCOZBSPA7 | mlzb24558 | ZB24558 | SURGE PROTECTOR ZBS-P-T1 DATA-RJ48C | M | 193
EDSUCOZBSPA7 | mlzb24559 | ZB24559 | ZBS-S-LL/DDS/ISDN-8W-RJ45 | M | 245
EDSUCOZBSPA7 | mlzb24560 | ZB24560 | ZBS-10BT/12VDC-RJ45 U24560 | M | 228
EDSUCOZBSPA7 | mlzb24561 | ZB24561 | ZBS-10BT/48VDC-RJ45 (Adapt) | M | 228
EDSUCOZBSPA7 | mlzb24562 | ZB24562 | SURGE PROTECTOR ZBS-S-ADSL-4W-RJ11 | M | 147
EDSUCOZBSPA7 | mlzb24563 | ZB24563 | SURGE PROTECTOR ZBS-CAT6-8W-RJ45 | M | 263
EDSUCOZBSPA7 | mlzb24564 | ZB24564 | SURGE PROTECTOR ZBS-RS232-8WS-15CMP | M | 420
EDSUCOZBSPA7 | mlzb24565 | ZB24565 | ZBS-P-RS423-8WS-15CMP | M | 420
EDSUCOZBSPA7 | mlzb24567 | ZB24567 | SURGE PROTECTOR ZBS-10BT/48VDC-RJ45 | M | 215
EDSUCOZBSPA7 | mlzb24569 | ZB24569 | ZBS-10/100BT-4WG-SRJ45 | M | 172
EDSUCOZBSPA7 | mlzb24571 | ZB24571 | SURGE PROTECTOR ZBS-100BT/POE-4WG-SRJ45 | M | 215
EDSUCOZBSPA7 | mlzb24572 | ZB24572 | ZBS-120V-2W-TS/L | M | 232
EDSUCOZBSPA7 | mlzb24573 | ZB24573 | SURGE PROTECTOR ZBS-7.5V-LOADCELL-4W-TS | M | 169
EDSUCOZBSPA7 | mlzb24574 | ZB24574 | SURGE PROTECTOR ZBS-12V-6W-TS | M | 193
EDSUCOZBSPA7 | mlzb24575 | ZB24575 | SURGE PROTECTOR ZBS-15V/2.5A-4WS-TS | M | 193
EDSUCOZBSPA7 | mlzb24576 | ZB24576 | SURGE PROTECTOR ZBS-12VDC/2A-4WS-TS | M | 215
EDSUCOZBSPA7 | mlzb24578 | ZB24578 | SURGE PROTECTOR ZBS-P-24V/10A-2/2WS-TS | M | 229
EDSUCOZBSPA7 | mlzb24579 | ZB24579 | SURGE PROTECTOR ZBS-24VAC-2WG-TS/L | M | 225
EDSUCOZBSPA7 | mlzb24580 | ZB24580 | SURGE PROTECTOR ZBS-P-24V-3W-TS | M | 159
EDSUCOZBSPA7 | mlzb24582 | ZB24582 | SURGE PROTECTOR ZBS-48V/2.5A 2WS | M | 222
EDSUCOZBSPA7 | mlzb24584 | ZB24584 | SURGE PROTECTOR ZBS-P-VIDEO/75-BNC | M | 132
EDSUCOZBSPA7 | mlzb24585 | ZB24585 | SURGE PROTECTOR ZBS-48V/CAT5 802.3AF | M | 245
EDSUCOZBSPA7 | mlzb24586 | ZB24586 | ZBS-RS422-RJ48C/TS | M | 215
EDSUCOZBSPA7 | mlzb24587 | ZB24587 | SURGE PROTECTOR ZBS-P-RS485-4WS-TS | M | 317
EDSUCOZBSPA7 | mlzb24588 | ZB24588 | SURGE PROTECTOR ZBS-P-12VHS-TS | M | 193
EDSUCOZBSPA7 | mlzb24589 | ZB24589 | SURGE PROTECTOR ZBS-S-DU-4W-TS | M | 193
EDSUCOZBSPA7 | mlzb24590 | ZB24590 | SURGE PROTECTOR ZBS-CAT6-1 POE-8W-RJ45 | M | 336
0 | mlzb24591 | ZB24591 |  | TBC | POA
EDSUCOZBSPA7 | mlzb24592 | ZB24592 | ZBS-P-GENSTRT-2W-TS | M | 193
EDSUCOZBSPA7 | mlzb24593 | ZB24593 | ZBS-120V-2W/DOAC-TS | M | 218
EDSUCOZBSPA7 | mlzb90548 | ZB90548 | ZBS-P-24V-3W-TS | M | 215
EDSUCOZBSPA7 | mlzb90700 | ZB90700 | ZBS-P-T1-4W-RJ48C | M | 193
EDSUCOZBSPA7 | MLZB24596 | ZB24596 | SURGE PROTECTOR ZBS-CAT6/LAN-8W-RJ45S | M | 155
EDSUCOZBSPA7 | MLZB24597 | ZB24597 | SURGE PROTECTOR ZBS-CAT6/POE-8W-RJ45S | M | 215
EDSUCOZBSPA7 | MLZB24598 | ZB24598 | SURGE PROTECTOR ZBS-CAT6/IE-8W-RJ45S | M | 185
EDSUCOZBSPA7 | MLZB24532 | ZB24532 | SURGE PROTECTOR ZBS-P-10BT-4W-RJ45 | M | 179
EDSUCOZBSPA7 | MLZB24540IE | ZB24540IE | SURGE PROTECTOR ZBS-S-LEV5-8W-RJ45 | M | 179
EDSUCOZBSPA7 | MLZB90790 | ZB90790 | SURGE PROTECTOR ZBS-240V-2W-TS/L | M | 124
EDSUCOZBSPA7 | MLZB90831 | ZB90831 | ZBS-P-6V/2A-2WS-TS HS | M | 179
EDSUCOZBSPA7 | MLZB90957 | ZB90957 | SURGE PROTECTOR ZBS-48V-2W-TS/L | M | 179
EDSUCOZBSPA7 | MLZB91060 | ZB91060 | ZBS-P-115V-4WS-TS 10KA | M | 209
EDSUCOZBSPA7 | MLZB91172 | ZB91172 | ZBS-12V-2WG-TS/L | M | 179
EDSUCOZBSPA7 | MLZB91443 | ZB91443 | ZBS-ULG-2WG-TS | M | 179
EDSUCOZBSPA7 | MLZB91653 | ZB91653 | ZBS RS485/12VDC-2/2W-TS/LEADS | M | 179
EDSUCOZBSPA7 | MLZB91660 | ZB91660 | ZBS RS232/12VDC-2/2W-TS/LEADS | M | 179
EDSUCOZBSPA7 | MLZB90780 | ZB90780 | ZBS-120Vac -TS | M | 179
EDSUCOZBSPA7 | MLZB91264 | ZB91264 | ZBS-RS232/12VDC-3/2-TS | M | 80
EDSUCOZBSPA7 | MLZB91333 | ZB91333 | SURGE PROTECTOR ZBS-24VDC/1.5A-6W-TS | M | 209
EDSUCOZBSPA7 | MLZB91446 | ZB91446 | ZBS-P-CONTROLNET-BNC | M | 179
EDSUCOZBSPA7 | MLZB91654 | ZB91654 | ZBS RS485/24VDC-2/2W-TS/LEADS | M | 179
EDSUCOZBSPA7 | MLZB91661 | ZB91661 | ZBS RS232/24VDC-2/2W-TS/LEADS | M | 179
EDSUCOZBSPA7 | ZB-CAT6-4PPOE/D | ZB-CAT6-4PPOE/D | Basic Protector Cat6 4PPOE | M | 126
EDSUINFPSP95 | MTL-FP32 | MTL-FP32 | FIELDBUS PROTECTOR | M | 297
EDSUINFSS | MTL-FS32 | MTL-FS32 | SPUR SURGE PROTECTION UNIT | M | 294
EDSUINFSS | FS32-XE | FS32-XE | SURGE PROTECTOR Trunk&Spur Ex eb mb | M | 291
EDSUINTPSP96 | TP32-G | TP32-G | TRANSMITTER SPD 1/2" BSP | M | 226
EDSUINTPSP96 | TP32-G-NDI | TP32-G-NDI | TRANSMITTER SPD 1/2" BSP CERT | M | 272
EDSUINTPSP96 | TP32-I | TP32-I | TRANSMITTER SPD 20mm ISO | M | 226
EDSUINTPSP96 | TP32-I-NDI | TP32-I-NDI | TRANSMITTER SPD 20mm ISO CERT | M | 272
EDSUINTPSP96 | TP32-N | TP32-N | TRANSMITTER SPD 1/2" NPT | M | 226
EDSUINTPSP96 | TP32-N-NDI | TP32-N-NDI | TRANSMITTER SPD 1/2" NPT CERT | M | 272
EDSUINTPSP96 | TP32-T-G | TP32T-G | TRANSMITTER+TERM SPD G 1/2" | M | 271
EDSUINTPSP96 | TP32-T-G-NDI | TP32T-G-NDI | TRANSMITTER+TERM SPD G1/2"ATEX | M | 334
EDSUINTPSP96 | TP32-T-I | TP32T-I | TRANSMITTER+TERM SPD 20mm ISO | M | 271
0 | TP32T-I-NDI | TP32T-I-NDI |  | TBC | POA
EDSUINTPSP96 | TP32-T-N | TP32T-N | TRANSMITTER+TERM SPD 1/2" NPT | M | 271
EDSUINTPSP96 | TP32-T-N-NDI | TP32T-N-NDI | TRANSMIT+TERM SPD1/2"NPT ATEX | M | 334
EDSUINTPSP96 | TP-P32-I | TP-P32-I | SPD TP-PIPE 32V 20mm ISO THREAD | M | 403
EDSUINTPSP96 | TP-P32-I-NDI | TP-P32-I-NDI | SPD TP-PIPE 32V 20mm ISO CERT | M | 434
EDSUINTPSP96 | TP-P32-N | TP-P32-N | SPD TP-PIPE 32V 1/2" NPT THREAD | M | 403
EDSUINTPSP96 | TP-P32-N-NDI | TP-P32-N-NDI | SPD TP-PIPE 32V 1/2" NPT CERT | M | 434
EDSUMIMISPB8 | MLLS20N-277V-B | LS20N-277V-B | 120-277V 1PH 20KA LEDSPD MODULE | M | 63
0 | mlpcpP13508 | PCP13508 | Special - only for Florida Gas | TBC | POA
EDSUMIMISPB8 | MLZG41006 | ZG41006 | 100-277V 1PH 20KA AC SPD MODULE | M | 191
EDSUMIMISPB8 | MLLS10N-480V-S | LS10N-480V-S | SURGE PROTECTOR 480V 2PH LED Seris | M | 50
EDSU | MLLS12N-347V-P | LS12N-347V-P | 120-347V 1PH LED LIGHTING SPD-PARALLEL B | M | 50
EDSU | MLLS12N-480V-P | LS12N-480V-P | SURGE PROTECTOR 480V 2PH LED Parallel | M | 50
EDSUMIMISPB8 | MLLS10N-347V-S | LS10N-347V-S | SURGE PROTECTOR 120-347V 1PH LED Seris | M | 50
EDSUMIMISPB8 | MLLS05K-277V-S48 | LS05K-277V-S48 | 277V-48 1PH LED SPD CIRCUIT MODULE | M | 1695
EDSUMIMISPB8 | MLLS05K-277V-P48 | LS05K-277V-P48 | 277V-48 1PH LED LIGHTNIG SPD PARALLEL | M | 1695
EDSUMIMISPB8 | MLLS05K-277V-S | LS05K-277V-S | SURGE PROTECTOR 277V1PH LEDSERIES | M | 45
EDSUMIMISPB8 | MLLS05K-277V-P | LS05K-277V-P | SURGE PROTECTOR 277V1PH LED PARALLEL | M | 45
EDSUMIMISPB8 | LS15K-KP30-277V-P | MLLS15K-KP30-277V-P | SURGE PROTECTOR 277V 1PH LED MODULE | M | 51
EDSUMIMISPB8 | MLPCP90313 | PCP90313 | 90111 REV B 75KA 2W+G | M | POA
EDSUMIMISPB8 | MLPCP91019 | PCP91019 | 90313 75KA 2W+G AC PROB | M | POA
EDSUMIMISPB8 | MLMA3115-277V-1R | MA3115-277V-1R | 277V, 1PH, 15kA SPD | M | 51
EDSUPPIOPP93 | IOP32 | IOP32 | SURGE PROTECTOR Single channel I/O | M | 132
EDSUPPIOPP93 | IOP32D | IOP32D | SURGE PROTECTOR Dual channel I/O | M | 181
EDSUPPIOPP93 | IOP-AC | IOP-AC | Dual CH IOP-AC | M | 194
EDSUPPIOPP93 | IOP-HC32 | IOP-HC32 | SURGE PROTECTOR High Current I/O | M | 143
EDSUPPSDMPD6 | SD07MDX | SD07MDX | SDM PLUG - 07V, Disconnect , No LED | M | 141
EDSUPPSDMPD6 | SD07MDX-BCG | SD07MDX-BCG | SDM PLUG & BASE - 07V | M | 234
EDSUPPSDMPD6 | SD07MDX-BCN | SD07MDX-BCN | SDM PLUG & BASE - 07V | M | 229
EDSUPPSDMPD6 | SD07MDX-BDG | SD07MDX-BDG | SDM PLUG & BASE - 07V | M | 229
EDSUPPSDMPD6 | SD07MDX-BDN | SD07MDX-BDN | SDM PLUG & BASE - 07V | M | 227
EDSUPPSDMPD6 | SD07MDX-CCG | SD07MDX-CCG | SDM Plug&Base spring clamp 07V | M | 234
EDSUPPSDMPD6 | SD07MDX-CCN | SD07MDX-CCN | SDM Plug&Base spring clamp 07V | M | 229
EDSUPPSDMPD6 | SD07MDX-CDG | SD07MDX-CDG | SDM Plug&Base spring clamp 07V | M | 229
EDSUPPSDMPD6 | SD07MDX-CDN | SD07MDX-CDN | SDM Plug&Base spring clamp 07V | M | 227
EDSUPPSDMPD6 | SD07MFX | SD07MFX | SDM PLUG - 07V, FUSE , No LED | M | 141
EDSUPPSDMPD6 | SD07MFX-BCG | SD07MFX-BCG | SURGE PROTECTOR PLUG & BASE - 07V | M | 234
EDSUPPSDMPD6 | SD07MFX-BCN | SD07MFX-BCN | SURGE PROTECTOR PLUG & BASE - 07V | M | 229
EDSUPPSDMPD6 | SD07MFX-BDG | SD07MFX-BDG | SURGE PROTECTOR PLUG & BASE - 07V | M | 229
EDSUPPSDMPD6 | SD07MFX-BDN | SD07MFX-BDN | SURGE PROTECTOR PLUG & BASE - 07V | M | 227
EDSUPPSDMPD6 | SD07MFX-CCG | SD07MFX-CCG | SDM Plug&Base spring clamp 07V | M | 234
EDSUPPSDMPD6 | SD07MFX-CCN | SD07MFX-CCN | SDM Plug&Base spring clamp 07V | M | 229
EDSUPPSDMPD6 | SD07MFX-CDG | SD07MFX-CDG | SDM Plug&Base spring clamp 07V | M | 229
EDSUPPSDMPD6 | SD07MFX-CDN | SD07MFX-CDN | SDM Plug&Base spring clamp 07V | M | 227
EDSUPPSDMPD6 | SD07MXL | SD07MXL | SDM PLUG - 07V, No Disconnect , LED | M | 137
EDSUPPSDMPD6 | SD07MXL-BCG | SD07MXL-BCG | SURGE PROTECTOR PLUG & BASE - 07V | M | 229
EDSUPPSDMPD6 | SD07MXL-BCN | SD07MXL-BCN | SURGE PROTECTOR PLUG & BASE - 07V | M | 227
EDSUPPSDMPD6 | SD07MXL-BDG | SD07MXL-BDG | SURGE PROTECTOR PLUG & BASE - 07V | M | 229
EDSUPPSDMPD6 | SD07MXL-BDN | SD07MXL-BDN | SURGE PROTECTOR PLUG & BASE - 07V | M | 221
EDSUPPSDMPD6 | SD07MXL-CCG | SD07MXL-CCG | SDM Plug&Base spring clamp 07V | M | 229
EDSUPPSDMPD6 | SD07MXL-CCN | SD07MXL-CCN | SDM Plug&Base spring clamp 07V | M | 227
EDSUPPSDMPD6 | SD07MXL-CDG | SD07MXL-CDG | SDM Plug&Base spring clamp 07V | M | 229
EDSUPPSDMPD6 | SD07MXL-CDN | SD07MXL-CDN | SDM Plug&Base spring clamp 07V | M | 221
EDSUPPSDMPD6 | SD07MXX | SD07MXX | SDM Plug&Base spring clamp 07V | M | 131
EDSUPPSDMPD6 | SD07MXX-BCG | SD07MXX-BCG | SURGE PROTECTOR PLUG & BASE - 07V | M | 225
EDSUPPSDMPD6 | SD07MXX-BCN | SD07MXX-BCN | SURGE PROTECTOR PLUG & BASE - 07V | M | 221
EDSUPPSDMPD6 | SD07MXX-BDG | SD07MXX-BDG | SURGE PROTECTOR PLUG & BASE - 07V | M | 225
EDSUPPSDMPD6 | SD07MXX-BDN | SD07MXX-BDN | SURGE PROTECTOR PLUG & BASE - 07V | M | 218
EDSUPPSDMPD6 | SD07MXX-CCG | SD07MXX-CCG | SDM Plug&Base spring clamp 07V | M | 225
EDSUPPSDMPD6 | SD07MXX-CCN | SD07MXX-CCN | SDM Plug&Base spring clamp 07V | M | 221
EDSUPPSDMPD6 | SD07MXX-CDG | SD07MXX-CDG | SDM Plug&Base spring clamp 07V | M | 225
EDSUPPSDMPD6 | SD07MXX-CDN | SD07MXX-CDN | MTLSD Modular Plug&Base spring clamp 07V | M | 218
EDSUPPSDMPD6 | SD16MDX | SD16MDX | SURGE PROTECTOR 16V PLUG | M | 141
EDSUPPSDMPD6 | SD16MDX-BCG | SD16MDX-BCG | SURGE PROTECTOR 16V Plug and BAse | M | 234
EDSUPPSDMPD6 | SD16MDX-BCN | SD16MDX-BCN | SURGE PROTECTOR 16V Plug and BAse | M | 229
EDSUPPSDMPD6 | SD16MDX-BDG | SD16MDX-BDG | SURGE PROTECTOR 16V Plug and BAse | M | 229
EDSUPPSDMPD6 | SD16MDX-BDN | SD16MDX-BDN | SURGE PROTECTOR 16V Plug and BAse | M | 227
EDSUPPSDMPD6 | SD16MDX-CCG | SD16MDX-CCG | MTL SD ModularPlug&Base spring clamp-16V | M | 234
EDSUPPSDMPD6 | SD16MDX-CCN | SD16MDX-CCN | MTL SD ModularPlug&Base spring clamp-16V | M | 229
EDSUPPSDMPD6 | SD16MDX-CDG | SD16MDX-CDG | MTL SD ModularPlug&Base spring clamp-16V | M | 229
EDSUPPSDMPD6 | SD16MDX-CDN | SD16MDX-CDN | MTL SD ModularPlug&Base spring clamp-16V | M | 227
EDSUPPSDMPD6 | SD16MFX | SD16MFX | SURGE PROTECTOR 16V PLUG | M | 151
EDSUPPSDMPD6 | SD16MFX-BCG | SD16MFX-BCG | SURGE PROTECTOR PLUG & BASE - 16V | M | 234
EDSUPPSDMPD6 | SD16MFX-BCN | SD16MFX-BCN | SURGE PROTECTOR PLUG & BASE - 16V | M | 229
EDSUPPSDMPD6 | SD16MFX-BDG | SD16MFX-BDG | SURGE PROTECTOR PLUG & BASE - 16V | M | 229
EDSUPPSDMPD6 | SD16MFX-BDN | SD16MFX-BDN | SURGE PROTECTOR PLUG & BASE - 16V | M | 227
EDSUPPSDMPD6 | SD16MFX-CCG | SD16MFX-CCG | MTL SD ModularPlug&Base spring clamp-16V | M | 234
EDSUPPSDMPD6 | SD16MFX-CCN | SD16MFX-CCN | MTL SD ModularPlug&Base spring clamp-16V | M | 229
EDSUPPSDMPD6 | SD16MFX-CDG | SD16MFX-CDG | MTL SD ModularPlug&Base spring clamp-16V | M | 229
EDSUPPSDMPD6 | SD16MFX-CDN | SD16MFX-CDN | MTL SD ModularPlug&Base spring clamp-16V | M | 227
EDSUPPSDMPD6 | SD16MXL | SD16MXL | SURGE PROTECTOR 16V PLUG | M | 137
EDSUPPSDMPD6 | SD16MXL-BCG | SD16MXL-BCG | SURGE PROTECTOR PLUG & BASE - 16V | M | 229
EDSUPPSDMPD6 | SD16MXL-BCN | SD16MXL-BCN | SURGE PROTECTOR PLUG & BASE - 16V | M | 227
EDSUPPSDMPD6 | SD16MXL-BDG | SD16MXL-BDG | SURGE PROTECTOR PLUG & BASE - 16V | M | 229
EDSUPPSDMPD6 | SD16MXL-BDN | SD16MXL-BDN | SURGE PROTECTOR PLUG & BASE - 16V | M | 221
EDSUPPSDMPD6 | SD16MXL-CCG | SD16MXL-CCG | SDM Plug&Base spring clamp 16V | M | 229
EDSUPPSDMPD6 | SD16MXL-CCN | SD16MXL-CCN | SDM Plug&Base spring clamp 16V | M | 227
EDSUPPSDMPD6 | SD16MXL-CDG | SD16MXL-CDG | SDM Plug&Base spring clamp 16V | M | 229
EDSUPPSDMPD6 | SD16MXL-CDN | SD16MXL-CDN | SDM Plug&Base spring clamp 16V | M | 221
EDSUPPSDMPD6 | SD16MXX | SD16MXX | SURGE PROTECTOR 16V PLUG | M | 131
EDSUPPSDMPD6 | SD16MXX-BCG | SD16MXX-BCG | SURGE PROTECTOR PLUG & BASE - 16V | M | 225
EDSUPPSDMPD6 | SD16MXX-BCN | SD16MXX-BCN | SURGE PROTECTOR PLUG & BASE - 16V | M | 221
EDSUPPSDMPD6 | SD16MXX-BDG | SD16MXX-BDG | SURGE PROTECTOR PLUG & BASE - 16V | M | 225
EDSUPPSDMPD6 | SD16MXX-BDN | SD16MXX-BDN | SURGE PROTECTOR PLUG & BASE - 16V | M | 218
EDSUPPSDMPD6 | SD16MXX-CCG | SD16MXX-CCG | MTL SD ModularPlug&Base spring clamp-16V | M | 225
EDSUPPSDMPD6 | SD16MXX-CCN | SD16MXX-CCN | MTL SD ModularPlug&Base spring clamp-16V | M | 221
EDSUPPSDMPD6 | SD16MXX-CDG | SD16MXX-CDG | MTL SD ModularPlug&Base spring clamp-16V | M | 225
EDSUPPSDMPD6 | SD16MXX-CDN | SD16MXX-CDN | MTL SD ModularPlug&Base spring clamp-16V | M | 218
EDSUPPSDMPD6 | SD32MDX | SD32MDX | SURGE PROTECTOR 32V PLUG | M | 141
EDSUPPSDMPD6 | SD32MDX-BCG | SD32MDX-BCG | SURGE PROTECTOR PLUG & BASE - 32V | M | 234
EDSUPPSDMPD6 | SD32MDX-BCN | SD32MDX-BCN | SURGE PROTECTOR PLUG & BASE - 32V | M | 229
EDSUPPSDMPD6 | SD32MDX-BDG | SD32MDX-BDG | SURGE PROTECTOR PLUG & BASE - 32V | M | 229
EDSUPPSDMPD6 | SD32MDX-BDN | SD32MDX-BDN | SURGE PROTECTOR PLUG & BASE - 32V | M | 227
EDSUPPSDMPD6 | SD32MDX-CCG | SD32MDX-CCG | SDM Plug&Base spring clamp 32V | M | 234
EDSUPPSDMPD6 | SD32MDX-CCN | SD32MDX-CCN | SDM Plug&Base spring clamp 32V | M | 229
EDSUPPSDMPD6 | SD32MDX-CDG | SD32MDX-CDG | MTL SD Modular Plug & Base spring clamp | M | 229
EDSUPPSDMPD6 | SD32MDX-CDN | SD32MDX-CDN | SDM Plug&Base spring clamp 32V | M | 227
EDSUPPSDMPD6 | SD32MFX | SD32MFX | SURGE PROTECTOR 32V PLUG | M | 141
EDSUPPSDMPD6 | SD32MFX-BCG | SD32MFX-BCG | SURGE PROTECTOR PLUG & BASE - 32V | M | 234
EDSUPPSDMPD6 | SD32MFX-BCN | SD32MFX-BCN | SURGE PROTECTOR PLUG & BASE - 32V | M | 229
EDSUPPSDMPD6 | SD32MFX-BDG | SD32MFX-BDG | SURGE PROTECTOR PLUG & BASE - 32V | M | 229
EDSUPPSDMPD6 | SD32MFX-BDN | SD32MFX-BDN | SURGE PROTECTOR PLUG & BASE - 32V | M | 227
EDSUPPSDMPD6 | SD32MFX-CCG | SD32MFX-CCG | MTL SD Modular Plug & Base spring clamp | M | 234
EDSUPPSDMPD6 | SD32MFX-CCN | SD32MFX-CCN | MTL SD Modular Plug & Base spring clamp | M | 229
EDSUPPSDMPD6 | SD32MFX-CDG | SD32MFX-CDG | SURGE PROT MTL SD Mod Plug & Base SC | M | 229
EDSUPPSDMPD6 | SD32MFX-CDN | SD32MFX-CDN | SURGE PROT MTL SD Mod Plug & Base SC | M | 227
EDSUPPSDMPD6 | SD32MXL | SD32MXL | PLUG - 32V, No Disconnect , LED | M | 137
EDSUPPSDMPD6 | SD32MXL-BCG | SD32MXL-BCG | SURGE PROTECTOR PLUG & BASE - 32V | M | 229
EDSUPPSDMPD6 | SD32MXL-BCN | SD32MXL-BCN | PLUG & BASE - 32V | M | 227
EDSUPPSDMPD6 | SD32MXL-BDG | SD32MXL-BDG | SURGE PROTECTOR PLUG & BASE - 32V | M | 229
EDSUPPSDMPD6 | SD32MXL-BDN | SD32MXL-BDN | SURGE PROTECTOR PLUG & BASE - 32V | M | 221
EDSUPPSDMPD6 | SD32MXL-CCG | SD32MXL-CCG | MTL SD Modular Plug & Base spring clamp | M | 229
EDSUPPSDMPD6 | SD32MXL-CCN | SD32MXL-CCN | SDM Plug&Base spring clamp 32V | M | 227
EDSUPPSDMPD6 | SD32MXL-CDG | SD32MXL-CDG | MTL SD Modular Plug & Base spring clamp | M | 229
EDSUPPSDMPD6 | SD32MXL-CDN | SD32MXL-CDN | SDM Plug&Base spring clamp 32V | M | 221
EDSUPPSDMPD6 | SD32MXX | SD32MXX | PLUG - 32V, No Disconnect , No LED | M | 131
EDSUPPSDMPD6 | SD32MXX-BCG | SD32MXX-BCG | SURGE PROTECTOR PLUG & BASE - 32V | M | 225
EDSUPPSDMPD6 | SD32MXX-BCN | SD32MXX-BCN | PLUG & BASE - 32V | M | 221
EDSUPPSDMPD6 | SD32MXX-BDG | SD32MXX-BDG | SURGE PROTECTOR PLUG & BASE - 32V | M | 225
EDSUPPSDMPD6 | SD32MXX-BDN | SD32MXX-BDN | SURGE PROTECTOR PLUG & BASE - 32V | M | 218
EDSUPPSDMPD6 | SD32MXX-CCG | SD32MXX-CCG | MTL SD Modular Plug & Base spring clamp | M | 225
EDSUPPSDMPD6 | SD32MXX-CCN | SD32MXX-CCN | SDM Plug&Base spring clamp 32V | M | 221
EDSUPPSDMPD6 | SD32MXX-CDG | SD32MXX-CDG | MTL SD Modular Plug & Base spring clamp | M | 225
EDSUPPSDMPD6 | SD32MXX-CDN | SD32MXX-CDN | MTL SD Modular Plug & Base spring clamp | M | 218
EDSUPPSDMPD6 | SD55MDX | SD55MDX | SURGE PROTECTOR PLUG 55V | M | 141
EDSUPPSDMPD6 | SD55MDX-BCG | SD55MDX-BCG | SURGE PROTECTOR PLUG & BASE - 55V | M | 234
EDSUPPSDMPD6 | SD55MDX-BCN | SD55MDX-BCN | SURGE PROTECTOR PLUG & BASE - 55V | M | 229
EDSUPPSDMPD6 | SD55MDX-BDG | SD55MDX-BDG | SURGE PROTECTOR PLUG & BASE - 55V | M | 229
EDSUPPSDMPD6 | SD55MDX-BDN | SD55MDX-BDN | SURGE PROTECTOR PLUG & BASE - 55V | M | 227
EDSUPPSDMPD6 | SD55MDX-CCG | SD55MDX-CCG | MTLSD Modular Plug&Base spring clamp 55V | M | 234
EDSUPPSDMPD6 | SD55MDX-CCN | SD55MDX-CCN | MTLSD Modular Plug&Base spring clamp 55V | M | 229
EDSUPPSDMPD6 | SD55MDX-CDG | SD55MDX-CDG | MTLSD Modular Plug&Base spring clamp 55V | M | 229
EDSUPPSDMPD6 | SD55MDX-CDN | SD55MDX-CDN | MTLSD Modular Plug&Base spring clamp 55V | M | 227
EDSUPPSDMPD6 | SD55MFX | SD55MFX | SURGE PROTECTOR PLUG 55V | M | 141
EDSUPPSDMPD6 | SD55MFX-BCG | SD55MFX-BCG | SURGE PROTECTOR PLUG & BASE - 55V | M | 234
EDSUPPSDMPD6 | SD55MFX-BCN | SD55MFX-BCN | SURGE PROTECTOR PLUG & BASE - 55V | M | 229
EDSUPPSDMPD6 | SD55MFX-BDG | SD55MFX-BDG | SURGE PROTECTOR PLUG & BASE - 55V | M | 229
EDSUPPSDMPD6 | SD55MFX-BDN | SD55MFX-BDN | SURGE PROTECTOR PLUG & BASE - 55V | M | 227
EDSUPPSDMPD6 | SD55MFX-CCG | SD55MFX-CCG | MTLSD Modular Plug&Base spring clamp 55V | M | 234
EDSUPPSDMPD6 | SD55MFX-CCN | SD55MFX-CCN | MTLSD Modular Plug&Base spring clamp 55V | M | 229
EDSUPPSDMPD6 | SD55MFX-CDG | SD55MFX-CDG | MTLSD Modular Plug&Base spring clamp 55V | M | 229
EDSUPPSDMPD6 | SD55MFX-CDN | SD55MFX-CDN | MTLSD Modular Plug&Base spring clamp 55V | M | 227
EDSUPPSDMPD6 | SD55MXL | SD55MXL | SURGE PROTECTOR PLUG 55V | M | 137
EDSUPPSDMPD6 | SD55MXL-BCG | SD55MXL-BCG | SURGE PROTECTOR PLUG & BASE - 55V | M | 229
EDSUPPSDMPD6 | SD55MXL-BCN | SD55MXL-BCN | SURGE PROTECTOR PLUG & BASE - 55V | M | 227
EDSUPPSDMPD6 | SD55MXL-BDG | SD55MXL-BDG | SURGE PROTECTOR PLUG & BASE - 55V | M | 229
EDSUPPSDMPD6 | SD55MXL-BDN | SD55MXL-BDN | SURGE PROTECTOR PLUG & BASE - 55V | M | 221
EDSUPPSDMPD6 | SD55MXL-CCG | SD55MXL-CCG | MTLSD Modular Plug&Base spring clamp 55V | M | 229
EDSUPPSDMPD6 | SD55MXL-CCN | SD55MXL-CCN | MTLSD Modular Plug&Base spring clamp 55V | M | 227
EDSUPPSDMPD6 | SD55MXL-CDG | SD55MXL-CDG | MTLSD Modular Plug&Base spring clamp 55V | M | 229
EDSUPPSDMPD6 | SD55MXL-CDN | SD55MXL-CDN | MTLSD Modular Plug&Base spring clamp 55V | M | 221
EDSUPPSDMPD6 | SD55MXX | SD55MXX | SURGE PROTECTOR PLUG 55V | M | 131
EDSUPPSDMPD6 | SD55MXX-BCG | SD55MXX-BCG | SURGE PROTECTOR PLUG & BASE - 55V | M | 225
EDSUPPSDMPD6 | SD55MXX-BCN | SD55MXX-BCN | SURGE PROTECTOR PLUG & BASE - 55V | M | 221
EDSUPPSDMPD6 | SD55MXX-BDG | SD55MXX-BDG | SURGE PROTECTOR PLUG & BASE - 55V | M | 225
EDSUPPSDMPD6 | SD55MXX-BDN | SD55MXX-BDN | SURGE PROTECTOR PLUG & BASE - 55V | M | 218
EDSUPPSDMPD6 | SD55MXX-CCG | SD55MXX-CCG | MTLSD Modular Plug&Base spring clamp 55V | M | 225
EDSUPPSDMPD6 | SD55MXX-CCN | SD55MXX-CCN | MTLSD Modular Plug&Base spring clamp 55V | M | 221
EDSUPPSDMPD6 | SD55MXX-CDG | SD55MXX-CDG | MTLSD Modular Plug&Base spring clamp 55V | M | 225
EDSUPPSDMPD6 | SD55MXX-CDN | SD55MXX-CDN | MTLSD Modular Plug&Base spring clamp 55V | M | 218
EDSUPPSDMPD6 | SDFTMXX | SDFTMXX | PLUG - ASSEMBLY, INSERT / PLUG SDFTMXX | M | 18
EDSUPPSDMPD6 | SDFTMXX-BCG | SDFTMXX-BCG | DUMMY PLUG & BASE | M | 99
EDSUPPSDMPD6 | SDFTMXX-BCN | SDFTMXX-BCN | DUMMY PLUG & BASE | M | 95
EDSUPPSDMPD6 | SDFTMXX-BDG | SDFTMXX-BDG | DUMMY PLUG & BASE | M | 99
EDSUPPSDMPD6 | SDFTMXX-BDN | SDFTMXX-BDN | DUMMY PLUG & BASE | M | 95
EDSUPPSDMPD6 | SDFTMXX-CCG | SDFTMXX-CCG | MTLFeedThroughSDModularPlug&Base spr clp | M | 99
EDSUPPSDMPD6 | SDFTMXX-CCN | SDFTMXX-CCN | MTLFeedThroughSDModularPlug&Base spr clp | M | 95
EDSUPPSDMPD6 | SDFTMXX-CDG | SDFTMXX-CDG | MTLFeedThroughSDModularPlug&Base spr clp | M | 99
EDSUPPSDMPD6 | SDFTMXX-CDN | SDFTMXX-CDN | MTLFeedThroughSDModularPlug&Base spr clp | M | 95
EDSUPPSDMPD6 | SDBE-BCG | SDBE-BCG | BASE , Connect GDT | M | 95
EDSUPPSDMPD6 | SDBE-BCN | SDBE-BCN | BASE , Connect No GDT | M | 90
EDSUPPSDMPD6 | SDBE-BDG | SDBE-BDG | BASE , Disconnect GDT | M | 95
EDSUPPSDMPD6 | SDBE-BDN | SDBE-BDN | BASE , Disconnect No GDT | M | 90
EDSUPPSDMPD6 | SDBE-CCG | SDBE-CCG | SPRNGCLAMP-BASE , Connect GDT | M | 95
EDSUPPSDMPD6 | SDBE-CCN | SDBE-CCN | SPRINGCLAMP-BASE , Connect No GDT | M | 90
EDSUPPSDMPD6 | SDBE-CDG | SDBE-CDG | SPRINGCLAMP-BASE , Disconnect GDT | M | 95
EDSUPPSDMPD6 | SDBE-CDN | SDBE-CDN | SPRINGCLAMP-BASE , Disconnect No GDT | M | 90
EDSUPPSDMPD6 | SD32MXX-HC-BCN | SD32MXX-HC-BCN | PLUG & BASE-HC - 32V | M | 235
EDSUPPSDMPD6 | SD32MXL-HC-BCN | SD32MXL-HC-BCN | SURGE PROTECTOR PLUG & BASE-HC - 32V | M | 244
EDSUPPSDMPD6 | SD32MDX-HC-BDN | SD32MDX-HC-BDN | SDM PLUG& BASE 32V HIGH CURRENT | M | 238
EDSUPPSDMPD6 | SD32MDX-HC-BCN | SD32MDX-HC-BCN | SDM PLUG& BASE 32V HIGH CURRENT | M | 247
EDSUPPSDMPD6 | SD32MXX-HC-CCN | SD32MXX-HC-CCN | SDModular Plug&Base spring clamp-HC-32V | M | 235
EDSUPPSDMPD6 | SD32MXL-HC-CCN | SD32MXL-HC-CCN | SDModular Plug&Base spring clamp-HC-32V | M | 244
EDSUPPSDMPD6 | SD32MDX-HC-CCN | SD32MDX-HC-CCN | SDModular Plug&Base spring clamp-HC-32V | M | 247
EDSUPPSDSP91 | SD32-L | SD32-L | SURGE PROTECTOR 32V | M | 212
EDSUPPSDSP91 | SD55-L | SD55-L | SURGE PROTECTOR 55V | M | 212
EDSUPPSDMPD6 | SD32MXL-HC-BCG | SD32MXL-HC-BCG | SURGE PROTECTOR PLUG & BASE-HC - 32V | M | 247
EDSUPPSDMPD6 | SD32MXL-HC-CCG | SD32MXL-HC-CCG | MTLSD Modular Plug &Base spring clamp-HC | M | 247
EDSUPPSDMPD6 | SD32MXX-HC-BDN | SD32MXX-HC-BDN | SURGE PROTECTOR PLUG & BASE-HC - 32V | M | 233
EDSUPPSDSA47 | BIL7000 | BIL7000 | BARRIER IDENT LABELS - 120 | M | 56
EDSUPPSDSA47 | BIL7000L | BIL7000L | BARRIER IDENT LABELS - 102 | M | 49
EDSUPPSDSA47 | BRI7000 | BRI7000 | MTL7000 TAG HOLDER | M | 14
EDSUPPSDSA47 | IMB7000T | IMB7000T | TAGGING STRIP MOUNTING BLOCK | M | 29
EDSUPPSDSA47 | RLA7000 | RLA7000 | REMOVABLE LINK (PACK OF 5) | M | 74
EDSUPPSDSA47 | MLDT28500 | MLDT28500 | DATA SPD FIELD TESTER | M | 1524
0 | SD-F05 | SD-F05 |  | TBC | POA
EDSUPPSDSA47 | SD-F25 | SD-F25 | SD 250MA FUSE (PACK 5) | M | 86
0 | SD-MT150 | SD-MT150 |  | TBC | POA
EDSUPPSDSA47 | MLSD-MT20 | SD-MT20 | OBSOLETE - USE DX170 INSTEAD | M | 278
EDSUPPSDSA47 | MLSD-MT35 | SD-MT35 | SURGE ENCLOSURE | M | 525
EDSUPPSDSA47 | MLSD-MT4 | SD-MT4 | SURGE ENCLOSURE | M | 175
EDSUPPSDSA47 | MLSD-MT5 | SD-MT5 | SURGE ENCLOSURE | M | 229
0 | SD-MT70 | SD-MT70 |  | TBC | POA
EDSUPPSDSA47 | SDRTD | SDRTD | SURGE PROTECTOR FOR RTD | M | 273
EDSUPPSDSA47 | SD-TGL | SD-TGL | SD TAGGING STRIP LAB (TGL7000T | M | 34
0 | SD-TGS | SD-TGS |  | TBC | POA
EDSUPPSDSA47 | RFA7050 | RFA7050 | REPLACEABLE FUSE (PACK OF 5) | M | 74
EDSUPPSDSP91 | SD07 | SD07 | DIN RAIL LIGHTNING BARRIER | M | 209
EDSUPPSDSP91 | SD07R | SD07R | SURGE PROTECTOR 07V High frequency | M | 270
EDSUPPSDSP91 | SD07R3 | SD07R3 | SURGE PROTECTOR 07 High freequency | M | 258
EDSUPPSDSP91 | SD07X | SD07X | SURGE PROTECOR 07V | M | 191
EDSUPPSDSP91 | SD150X | SD150X | SURGE PROTECTOR 150V | M | 203
EDSUPPSDSP91 | SD16 | SD16 | SURGE PROTECTOR 16V FUSE DISCONNECT | M | 209
EDSUPPSDSP91 | SD16R | SD16R | SURGE PROTECTOR 16V High freequency | M | 270
EDSUPPSDSP91 | SD16R3 | SD16R3 | SURGE PROTECTOR 16V High freequency | M | 258
EDSUPPSDSP91 | SD16X | SD16X | SURGE PROTECTOR 16V | M | 191
EDSUPPSDSP91 | SD275X | SD275X | SURGE PROTECTOR 275V | M | 203
EDSUPPSDSP91 | SD32 | SD32 | SURGE PROTECTOR 32V | M | 209
EDSUPPSDSP91 | SD32R | SD32R | SURGE PROTECTOR 32V HIGH FREEQUENCY | M | 271
EDSUPPSDSP91 | SD32R3 | SD32R3 | SURGE PROTECTOR 32V HIGH FREEQUENCY | M | 259
EDSUPPSDSP91 | SD32T3 | SD32T3 | SURGE PROTECTOR 32V 3WIRE | M | 258
EDSUPPSDSP91 | SD32X | SD32X | SURGE PROTECTOR 32V | M | 191
EDSUPPSDSP91 | SD55 | SD55 | SURGE PROTECTOR 55V | M | 209
EDSUPPSDSP91 | SD55R | SD55R | SURGE PROTECTOR 55V HIGH FREEQUENCY | M | 271
EDSUPPSDSP91 | SD55R3 | SD55R3 | SURGE PROTECTOR 55V HIGH FREEQUENCY | M | 258
EDSUPPSDSP91 | SD55X | SD55X | SURGE PROTECTOR 55V | M | 191
EDSUPPSLPP92 | SLP07D | SLP07D | SURGE PROTECTOR | M | 265
EDSUPPSLPP92 | SLP16D | SLP16D | SURGE PROTECTOR | M | 271
EDSUPPSLPP92 | SLP32D | SLP32D | SURGE PROTECTOR | M | 265
EDSUPPIOPP93 | SSP07X | SSP07X | SELF HEALING SPD 07V | M | 188
EDSUPPIOPP93 | SSP16X | SSP16X | SELF HEALING SPD 16V | M | 188
EDSUPPIOPP93 | SSP32X | SSP32X | SELF HEALING SPD 32V | M | 188
EDSUPPIOPP93 | SSP55X | SSP55X | SELF HEALING SPD 55V | M | 188
EDSUPPIOPP93 | SSP75X | SSP75X | SELF HEALING SPD 75V | M | 188
EDSUPPIOPP93 | SSP200X | SSP200X | SELF HEALING SPD 200V | M | 188
EDSUPPTPSP94 | TP24/7-G | TP24/7-G | SPD TRANSMITTER 24V/7V SPD G 1/2" | M | 336
EDSUPPTPSP94 | TP24/7-G-NDI | TP24/7-G-NDI | SPD TRANSMITTER 24V/7V G 1/2" ATEX | M | 361
EDSUPPTPSP94 | TP24/7-I | TP24/7-I | SPD TRANSMITTER 24V/7V 20MM ISO | M | 336
EDSUPPTPSP94 | TP24/7-I-NDI | TP24/7-I-NDI | SPD TRANSMITTER 24/7V 20MMISO ATEX | M | 361
EDSUPPTPSP94 | TP24/7-N | TP24/7-N | SPD TRANSMITTER 24V/7V 1/2" NPT | M | 336
EDSUPPTPSP94 | TP24/7-N-NDI | TP24/7-N-NDI | SPD TRANSMITTER 24/7V 1/2"NPT ATEX | M | 361
EDSUPPTPSP94 | TP48-3-G | TP48-3-G | TRANSMITTER 3 WIRE SPD G 1/2" | M | 265
EDSUPPTPSP94 | TP48-3-G-NDI | TP48-3-G-NDI | TRANSMITTER 3W SPD G1/2" ATEX | M | 323
EDSUPPTPSP94 | TP48-3-I | TP48-3-I | SPD TRANSMITTER 3 WIRE 20MM ISO | M | 265
EDSUPPTPSP94 | TP48-3-I-NDI | TP48-3-I-NDI | SPD TRANSMITTER 3W 20MM ISO ATEX | M | 323
EDSUPPTPSP94 | TP48-3-N | TP48-3-N | SPD TRANSMITTER 3 WIRE 1/2" NPT | M | 265
EDSUPPTPSP94 | TP48-3-N-NDI | TP48-3-N-NDI | SPD TRANSMITTER 3W 1/2" NPT ATEX | M | 323
EDSUPPTPSP94 | TP48-4-G | TP48-4-G | SPD TRANSMITTER 4 WIRE SPD G 1/2" | M | 323
EDSUPPTPSP94 | TP48-4-G-NDI | TP48-4-G-NDI | SPD TRANSMITTER 4W SPD G1/2" ATEX | M | 377
EDSUPPTPSP94 | TP48-4-I | TP48-4-I | SPD TRANSMITTER 4 WIRE 20MM ISO | M | 323
EDSUPPTPSP94 | TP48-4-I-NDI | TP48-4-I-NDI | SPD TRANSMITTER 4W 20MM ISO ATEX | M | 377
EDSUPPTPSP94 | TP48-4-N | TP48-4-N | SPD TRANSMITTER 4 WIRE 1/2" NPT | M | 323
EDSUPPTPSP94 | TP48-4-N-NDI | TP48-4-N-NDI | SPD TRANSMITTER 4W 1/2" NPT ATEX | M | 377
EDSUPPTPSP94 | TP48-G | TP48-G | SPD TRANSMITTER SPD G 1/2" | M | 197
EDSUPPTPSP94 | TP48-G-NDI | TP48-G-NDI | SPD G 1/2" (BSP 1/2") thread, ATEX | M | 227
EDSUPPTPSP94 | TP48-I | TP48-I | SPD TRANSMITTER SPD 20MM ISO | M | 197
EDSUPPTPSP94 | TP48-I-NDI | TP48-I-NDI | SPD 20mm ISO thread, ATEX and FM A | M | 227
EDSUPPTPSP94 | TP48-N | TP48-N | SPD TRANSMITTER SPD 1/2" NPT | M | 197
EDSUPPTPSP94 | TP48-N-NDI | TP48-N-NDI | SPD 1/2" NPT thread, ATEX and FM A | M | 227
EDSUPPTPSP94 | TP-AC420-N | TP-AC420-N | TP-AC, 240V/48V 20kA 1/2" NPT THREAD | M | 339
EDSUPPTPSP94 | TP-AC420-I | TP-AC420-I | TP-AC, 240V/48V 20kA 20mm ISO THREAD | M | 339
EDSUPPTPSP94 | TP-P32-G | TP-P32-G | SPD TP-PIPE 32V G 1/2" THREAD | M | 392
EDSUPPTPSP94 | TP-P32-G-NDI | TP-P32-G-NDI | SPD TP-PIPE 32V G 1/2" CERT | M | 421
EDSUPPTPSP94 | TP-P48-G | TP-P48-G | SPD TP-PIPE 48V G 1/2" THREAD | M | 392
EDSUPPTPSP94 | TP-P48-G-NDI | TP-P48-G-NDI | SPD TP-PIPE 48V G 1/2" CERT | M | 421
EDSUPPTPSP94 | TP-P48-I | TP-P48-I | SPD TP-PIPE 48V 20mm ISO THREAD | M | 392
EDSUPPTPSP94 | TP-P48-I-NDI | TP-P48-I-NDI | SPD TP-PIPE 48V 20mm ISO CERT | M | 421
EDSUPPTPSP94 | TP-P48-N | TP-P48-N | SPD TP-PIPE 48V 1/2" NPT THREAD | M | 392
EDSUPPTPSP94 | TP-P48-N-NDI | TP-P48-N-NDI | SPD TP-PIPE 48V 1/2 | M | 421
EDSUPPTPSP94 | WWIP-N | WWIP-N | WW Interface Protector N | M | 88
EDSUPPTPSP94 | TP-AC485-N | TP-AC485-N | SPD TP-AC485-N,240V/7V 20kA 1/2" NPT | M | 339
EDSUPPTPSP94 | TP-ACFF-N | TP-ACFF-N | SPD TP-ACFF-N; 240V/32V 20kA 1/2" NPT | M | 339
EE0701001001 | Y7-167592 | SPCT2-280 | SPCT2-280 | TBC | 84
EE0701001001 | Y7-167619 | SPCT2-280-1+NPE | SPCT2-280-1+NPE | TBC | 223
EE0701001001 | Y7-167620 | SPCT2-280-3+NPE | SPCT2-280-3+NPE | TBC | 415
EE0701001001 | Y7-167594 | SPCT2-280/2 | SPCT2-280/2 | TBC | 194
EE0701001001 | Y7-167595 | SPCT2-280/3 | SPCT2-280/3 | TBC | 288
EE0701001001 | Y7-167596 | SPCT2-280/4 | SPCT2-280/4 | TBC | 385
EE0701001001 | Y7-167597 | SPCT2-335 | SPCT2-335 | TBC | 97
EE0701001001 | Y7-167621 | SPCT2-335-1+NPE | SPCT2-335-1+NPE | TBC | 234
EE0701001001 | Y7-167622 | SPCT2-335-3+NPE | SPCT2-335-3+NPE | TBC | 415
EE0701001001 | Y7-167599 | SPCT2-335/2 | SPCT2-335/2 | TBC | 215
EE0701001001 | Y7-167601 | SPCT2-335/4 | SPCT2-335/4 | TBC | 428
EE0701001002 | Y7-167341 | SPBT12-280 | SPBT12-280 | TBC | 124
EE0701001001 | Y7-158306 | SPBT12-280/1 | SPBT12-280/1 | TBC | 185
EE0701001001 | Y7-184752 | SPBT12-280-1+NPE50 | SPBT12-280-1+NPE50 | TBC | 232
EE0701001001 | Y7-184750 | SPBT12-280-3+NPE50 | SPBT12-280-3+NPE50 | TBC | 562
EE0701001001 | Y7-158309 | SPBT12-280/2 | SPBT12-280/2 | TBC | 215
EE0701001001 | Y7-158331 | SPBT12-280/4 | SPBT12-280/4 | TBC | 833
EE0701001001 | Y7-158307 | SPBT12-NPE100 | SPBT12-NPE100 | TBC | 373
EE0704003000 | Y7-131785 | ASAUXSC-SPM | ASAUXSC-SPM | TBC | 65
EAFB15001001 | Y7-90000025000447 | NSP100S1255ESP | NSP100S1255ESP | TBC | 524
EDISGI450 | CPM16-2AI3704E-L | CPM16-2AI3704E-L | BACKPLANE 32CH AI 3704E LH FTA | M | 1014
EDISGI550P56 | MTL5544D-L | MTL5544D-L | 2CH SMART 4-20MA OUTPUT+OC,LFD | M | 662
EDISGI450 | CP-D37HA-2AIO | CP-D37HA-2AIO | 16CH AIO FTA | M | 636
EDISGI450 | CP-D37HA-16AIO | CP-D37HA-16AIO | BACKPLANE 2 X 8CH AIO FTA | M | 773
EDISGI450 | CP-D37HA-16DI | CP-D37HA-16DI | BACKPLANE 16CH DI FTA | M | 773
EDISGI450 | CP-D37HA-16DDI | CP-D37HA-16DDI | BACKPLANE 2 X 16CH DI FTA | M | 773
EDISGI450 | CP-D37HA-32DI | CP-D37HA-32DI | BACKPLANE 32CH DI FTA | M | 773
EDISGI450 | CP-D37HA-16DO | CP-D37HA-16DO | BACKPLANE 16CH DO FTA | M | 773
EDISGI450 | CP-D37HA-F8AI | CP-D37HA-F8AI | 8CH SAFETY AI FTA | M | 636
EDISGI450 | CP-D37HA-F16AI | CP-D37HA-F16AI | BACKPLANE 2 X 8CH SAFETY AI FTA | M | 773
EDISGI450 | CP-D37HA-F16DI | CP-D37HA-F16DI | 16CH SAFETY DI FTA | M | 773
EDISGI450P51 | MTL4514X | MTL4514X | ISOLATOR 1CH DI RELAY OUTPUT + LFD ALM | M | 182
EDISGI550P56 | MTL5546S | MTL5546S | 1CH SMART 4-20MA OUTPUT+OC LFD | M | 486
EDINIE949P03 | 9493-PS-C7 | 9493-PS-C7 | IS power supply Uo 8V | F | 884